## Baseline BoQ
Section | Bill No. | Specification Code | Item No. | Pay Ref | Description | Unit | Contract Quantity | Contract Rate | Contract Amount | 1
Section 1 Preliminaries | Bill No. 1: Fixed Charge Items |  |  |  | SECTION NO. 1
Section 1 Preliminaries | Bill No. 1: Fixed Charge Items |  |  | SANS 1200A | PRELIMINARY AND GENERAL
Section 1 Preliminaries | Bill No. 1: Fixed Charge Items |  |  |  | (Applicable to the whole of the Works)
Section 1 Preliminaries | Bill No. 1: Fixed Charge Items |  |  |  | BILL NO. 1
Section 1 Preliminaries | Bill No. 1: Fixed Charge Items |  |  | 8.3 | FIXED CHARGE ITEMS
Section 1 Preliminaries | Bill No. 1: Fixed Charge Items |  |  |  | PREAMBLE
Section 1 Preliminaries | Bill No. 1: Fixed Charge Items |  |  |  | A detailed breakdown of the Preliminaries and General costs should be submitted with this tender
Section 1 Preliminaries | Bill No. 1: Fixed Charge Items |  | A | 8.3.1 | Contractual requirements | SUM | 1 | 500000 | 500000
Section 1 Preliminaries | Bill No. 1: Fixed Charge Items |  |  | 8.3.2.2 | Facilities for Contractor
Section 1 Preliminaries | Bill No. 1: Fixed Charge Items |  | B | 8.3.2.2.a) | Offices and storage sheds | SUM | 1 | 30000 | 30000
Section 1 Preliminaries | Bill No. 1: Fixed Charge Items |  | C | 8.3.2.2.b) | Workshops | SUM | 1 | 10000 | 10000
Section 1 Preliminaries | Bill No. 1: Fixed Charge Items |  | D | 8.3.2.2.c) | Laboratories. | Sum | 1 | 10000 | 10000
Section 1 Preliminaries | Bill No. 1: Fixed Charge Items |  | E | 8.3.2.2.d) | Living accommodation. | Sum | 1 | 20000 | 20000
Section 1 Preliminaries | Bill No. 1: Fixed Charge Items |  | F | 8.3.2.2.e) | Ablution and latrine facilities. | Sum | 1 | 20000 | 20000
Section 1 Preliminaries | Bill No. 1: Fixed Charge Items |  | G | 8.3.2.2.f) | Tools and equipment | SUM | 1 | 20000 | 20000
Section 1 Preliminaries | Bill No. 1: Fixed Charge Items |  | H | 8.3.2.2.g) | Water supplies, electric power, communications, dealing with water, and access | SUM | 1 | 15000 | 15000
Section 1 Preliminaries | Bill No. 1: Fixed Charge Items |  | J | 8.3.2.2.j) | Plant. | SUM | 1 | 25000 | 25000
Section 1 Preliminaries | Bill No. 1: Fixed Charge Items |  | K |  | Medicals and inductions | SUM | 1 | 20000 | 20000
Section 1 Preliminaries | Bill No. 1: Fixed Charge Items |  | L |  | Fencing of laydown area | SUM | 1 | 55933.13 | 55933.13
Section 1 Preliminaries | Bill No. 1: Fixed Charge Items |  | M | 8.3.3 | Other fixed charge obligations | SUM | 1 | 5000 | 5000
Section 1 Preliminaries | Bill No. 1: Fixed Charge Items |  | N | 8.3.4 | Removal of site establishment | SUM | 1 | 15000 | 15000
Section 1 Preliminaries | Bill No. 2: Time Related Items |  |  |  | SECTION NO. 1
Section 1 Preliminaries | Bill No. 2: Time Related Items |  |  | SANS 1200A | PRELIMINARY AND GENERAL
Section 1 Preliminaries | Bill No. 2: Time Related Items |  |  |  | (Applicable to the whole of the Works)
Section 1 Preliminaries | Bill No. 2: Time Related Items |  |  |  | BILL NO. 2
Section 1 Preliminaries | Bill No. 2: Time Related Items |  |  | 8.4 | TIME RELATED ITEMS
Section 1 Preliminaries | Bill No. 2: Time Related Items |  |  |  | PREAMBLE
Section 1 Preliminaries | Bill No. 2: Time Related Items |  |  |  | A detailed breakdown of the Preliminaries and General costs should be submitted with this tender
Section 1 Preliminaries | Bill No. 2: Time Related Items |  | A | 8.4.1 | Contractual requirements | SUM | 1 | 100000 | 100000
Section 1 Preliminaries | Bill No. 2: Time Related Items |  |  | 8.4.2 | Operation and Maintenance of Facilities on Site, for Duration of Construction, (unless otherwise stated)
Section 1 Preliminaries | Bill No. 2: Time Related Items |  |  | 8.4.2.2 | Facilities for Contractor
Section 1 Preliminaries | Bill No. 2: Time Related Items |  | B | 8.4.2.2.a) | Offices and storage sheds | SUM | 1 | 30000 | 30000
Section 1 Preliminaries | Bill No. 2: Time Related Items |  | C | 8.4.2.2.b) | Workshops | SUM | 1 | 15000 | 15000
Section 1 Preliminaries | Bill No. 2: Time Related Items |  | D | 8.4.2.2.c) | Laboratories | SUM | 1 | 15000 | 15000
Section 1 Preliminaries | Bill No. 2: Time Related Items |  | E | 8.4.2.2.d) | Living accommodation | SUM | 1 | 30000 | 30000
Section 1 Preliminaries | Bill No. 2: Time Related Items |  | F | 8.4.2.2.e) | Ablution and latrine facilities | SUM | 1 | 30000 | 30000
Section 1 Preliminaries | Bill No. 2: Time Related Items |  | G | 8.4.2.2.f) | Tools and equipment | SUM | 1 | 20000 | 20000
Section 1 Preliminaries | Bill No. 2: Time Related Items |  | H | 8.4.2.2.g) | Water supplies, electric power, communications, dealing with water, and access | SUM | 1 | 20000 | 20000
Section 1 Preliminaries | Bill No. 2: Time Related Items |  | J | 8.4.2.2.j) | Plant | SUM | 1 | 60000 | 60000
Section 1 Preliminaries | Bill No. 2: Time Related Items |  | K | 8.4.3 | Supervision for duration of construction | SUM | 1 | 120000 | 120000
Section 1 Preliminaries | Bill No. 2: Time Related Items |  | L | 8.4.4 | Company and head office overhead costs for duration of the contract | SUM | 1 | 24000 | 24000
Section 1 Preliminaries | Bill No. 2: Time Related Items |  | M |  | Safety Compliance | Sum | 1 | 200000 | 200000
Section 1 Preliminaries | Bill No. 2: Time Related Items |  | N | 8.4.5 | Other time related obligations | SUM | 1 | 10000 | 10000
Section 1 Preliminaries | Bill No. 2: Time Related Items |  | P | 8.4.5.1 | Community Liason Officer's Salary | SUM | 1 | 60000 | 60000
Section 1 Preliminaries | Bill No. 2: Time Related Items |  | Q | 8.4.5.2 | Security for the duration of the project | SUM | 1 | 100000 | 100000
Section 2: Media Centre | Bill No. 1: Earthworks |  |  |  | SECTION NO. 2 |  |  |  |  | 1
Section 2: Media Centre | Bill No. 1: Earthworks |  |  |  | LEPHADIMISHA - MEDIA CENTRE |  |  |  |  | 1
Section 2: Media Centre | Bill No. 1: Earthworks |  |  |  | BILL NO. 1 |  |  |  |  | 1
Section 2: Media Centre | Bill No. 1: Earthworks |  |  | SANS 1200D | EARTHWORKS |  |  |  |  | 1
Section 2: Media Centre | Bill No. 1: Earthworks |  |  |  | NOTES |  |  |  |  | 1
Section 2: Media Centre | Bill No. 1: Earthworks |  |  |  | For preambles see "Model Preambles for Trades 2017" |  |  |  |  | 1
Section 2: Media Centre | Bill No. 1: Earthworks |  |  |  | SUPPLEMENTARY PREAMBLES |  |  |  |  | 1
Section 2: Media Centre | Bill No. 1: Earthworks |  |  |  | Nature of ground |  |  |  |  | 1
Section 2: Media Centre | Bill No. 1: Earthworks |  |  |  | Descriptions of excavations shall be deemed to include all ground conditions classifiable as "earth", and where conditions of a more difficult character are indicated, these are separately measured. |  |  |  |  | 1
Section 2: Media Centre | Bill No. 1: Earthworks |  |  | 8.3 | SCHEDULED ITEMS |  |  |  |  | 1
Section 2: Media Centre | Bill No. 1: Earthworks |  |  | 8.3.1 | Site preparation |  |  |  |  | 1
Section 2: Media Centre | Bill No. 1: Earthworks |  | A | 8.3.1.1 | Rip and scarify in-situ 150mm layer free of organic material and compact to 93% Mod AASHTO density | m2 | 307 | 25 | 7675 | 1
Section 2: Media Centre | Bill No. 1: Earthworks |  | B | 8.3.1.2 | Remove topsoil to nominal depth 150mm, stockpile and maintain | m2 | 307 | 65 | 19955 | 1
Section 2: Media Centre | Bill No. 1: Earthworks |  |  |  | EXCAVATION, FILLING, ETC |  |  |  |  | 1
Section 2: Media Centre | Bill No. 1: Earthworks |  |  | 8.3.3 | Restricted Excavation |  |  |  |  | 1
Section 2: Media Centre | Bill No. 1: Earthworks |  | C | 8.3.3.a.1) | Excavate for restricted footings in all materials | m3 | 112 | 85 | 9520 | 1
Section 2: Media Centre | Bill No. 1: Earthworks |  |  |  | Extra-over for |  |  |  |  | 1
Section 2: Media Centre | Bill No. 1: Earthworks |  | D | 8.3.3.b.1) | Intermediate excavation | m3 | 11.2 | 95 | 1064 | 1
Section 2: Media Centre | Bill No. 1: Earthworks |  | E | 8.3.3.b.2) | Hard rock excavation | m3 | 5.6 | 350 | 1960 | 1
Section 2: Media Centre | Bill No. 1: Earthworks |  |  | 8.3.4 | Importing of Material |  |  |  |  | 1
Section 2: Media Centre | Bill No. 1: Earthworks |  |  | 8.3.4.a) | Extra-over for importation of materials from commercial sources |  |  |  |  | 1
Section 2: Media Centre | Bill No. 1: Earthworks |  | F |  | G5 material compacted in 150mm thick layers to 95% MOD AASHTO density at 1% to 2% optimum moisture content under footing | m3 | 41 | 320 | 13120 | 1
Section 2: Media Centre | Bill No. 1: Earthworks |  | G |  | G5 Material in layers compacted to 95% Mod AASHTO density in layers not exceeding 150mm under surface bed | m3 | 99 | 320 | 31680 | 1
Section 2: Media Centre | Bill No. 1: Earthworks |  | H | 8.3.6 | Overhaul |  |  |  |  | 1
Section 2: Media Centre | Bill No. 1: Earthworks |  | J | 8.3.6.b) | Long overhaul in excess of 2km and within a 20km radius | m3.km | 1344 | 8 | 10752 | 1
Section 2: Media Centre | Bill No. 1: Earthworks |  |  |  | SOIL POISONING |  |  |  |  | 1
Section 2: Media Centre | Bill No. 1: Earthworks |  |  |  | Soil insecticide in accordance with SANS 5859 |  |  |  |  | 1
Section 2: Media Centre | Bill No. 1: Earthworks |  | K |  | Under floors etc. including forming and poisoning shallow furrows against foundation walls etc., filling in furrows and ramming | m2 | 353 | 35 | 12355 | 1
Section 2: Media Centre | Bill No. 2: Concrete (Structural) |  |  |  | SECTION NO. 2 |  |  |  |  | 1
Section 2: Media Centre | Bill No. 2: Concrete (Structural) |  |  |  | LEPHADIMISHA - MEDIA CENTRE |  |  |  |  | 1
Section 2: Media Centre | Bill No. 2: Concrete (Structural) |  |  |  | BILL NO. 2 |  |  |  |  | 1
Section 2: Media Centre | Bill No. 2: Concrete (Structural) |  |  | SANS 1200G | CONCRETE (STRUCTURAL) |  |  |  |  | 1
Section 2: Media Centre | Bill No. 2: Concrete (Structural) |  |  |  | NOTES |  |  |  |  | 1
Section 2: Media Centre | Bill No. 2: Concrete (Structural) |  |  |  | For preambles see "Model Preambles for Trades 2017" |  |  |  |  | 1
Section 2: Media Centre | Bill No. 2: Concrete (Structural) |  |  |  | SUPPLEMENTARY PREAMBLES |  |  |  |  | 1
Section 2: Media Centre | Bill No. 2: Concrete (Structural) |  |  |  | Cost of tests |  |  |  |  | 1
Section 2: Media Centre | Bill No. 2: Concrete (Structural) |  |  |  | The costs of making, storing and testing of concrete test cubes as required under clause 7 "Tests" of SANS 1200G shall include the cost of providing cube moulds necessary for the purpose, for testing costs and for submitting reports on the tests to the Supervisor. The testing shall be undertaken by an independent firm or institution nominated by the contractor to the approval of the Supervisor. (Test cubes are measured separately) |  |  |  |  | 1
Section 2: Media Centre | Bill No. 2: Concrete (Structural) |  |  |  | Formwork |  |  |  |  | 1
Section 2: Media Centre | Bill No. 2: Concrete (Structural) |  |  |  | Formwork to soffits of solids etc. shall be deemed to be slabs not exceeding 300mm thick unless otherwise described |  |  |  |  | 1
Section 2: Media Centre | Bill No. 2: Concrete (Structural) |  |  |  | Formwork to sides of bases, pile caps, ground beams, etc. will only be measured where it is prescribed by the engineer for design reasons. Formwork necessitated by irregularity or collapse of excavated faces will not be measured and the cost thereof shall be deemed to be included in the allowance for taking the risk of collapse of the sides of the excavations, provision for which is made in "Earthworks" |  |  |  |  | 1
Section 2: Media Centre | Bill No. 2: Concrete (Structural) |  |  |  | All H.D bolts, washers and nuts to be supplied by the contractor |  |  |  |  | 1
Section 2: Media Centre | Bill No. 2: Concrete (Structural) |  |  |  | Rates to include for sandblasting and galvanizing all bolts and metal work to applicable specification |  |  |  |  | 1
Section 2: Media Centre | Bill No. 2: Concrete (Structural) |  |  | 8.2 | FORMWORK (PROVISIONAL) |  |  |  |  | 1
Section 2: Media Centre | Bill No. 2: Concrete (Structural) |  |  | 8.2.1 | Rough formwork |  |  |  |  | 1
Section 2: Media Centre | Bill No. 2: Concrete (Structural) |  | A |  | To sides footing | m2 | 67 | 385 | 25795 | 1
Section 2: Media Centre | Bill No. 2: Concrete (Structural) |  |  | 8.3 | REINFORCEMENT (PROVISIONAL) |  |  |  |  | 1
Section 2: Media Centre | Bill No. 2: Concrete (Structural) |  |  | 8.3.1 | Steel Bars in Structural Steel |  |  |  |  | 1
Section 2: Media Centre | Bill No. 2: Concrete (Structural) |  |  | 8.3.1 | Steel Bars |  |  |  |  | 1
Section 2: Media Centre | Bill No. 2: Concrete (Structural) |  |  |  | High-tensile |  |  |  |  | 1
Section 2: Media Centre | Bill No. 2: Concrete (Structural) |  | B |  | Various Bars | t | 0.539 | 19500 | 10510.5 | 1
Section 2: Media Centre | Bill No. 2: Concrete (Structural) |  |  |  | Mild steel |  |  |  |  | 1
Section 2: Media Centre | Bill No. 2: Concrete (Structural) |  | C |  | Various Bars | t | 0.12 | 19500 | 2340 | 1
Section 2: Media Centre | Bill No. 2: Concrete (Structural) |  |  | 8.3.2 | High-tensile welded mesh |  |  |  |  | 1
Section 2: Media Centre | Bill No. 2: Concrete (Structural) |  | D |  | Ref 395 layer mesh in surface bed | m2 | 141 | 145 | 20445 | 1
Section 2: Media Centre | Bill No. 2: Concrete (Structural) |  | E |  | Ref 395 layer mesh in veranda | m2 | 41 | 145 | 5945 | 1
Section 2: Media Centre | Bill No. 2: Concrete (Structural) |  | F |  | Ref 395 layer mesh in apron | m2 | 67 | 145 | 9715 | 1
Section 2: Media Centre | Bill No. 2: Concrete (Structural) |  |  | 8.4 | CONCRETE |  |  |  |  | 1
Section 2: Media Centre | Bill No. 2: Concrete (Structural) |  |  | 8.4.2 | 50mm Blinding Layer in 15MPa/19mm |  |  |  |  | 1
Section 2: Media Centre | Bill No. 2: Concrete (Structural) |  | G |  | Under footings and bases | m3 | 3 | 2000 | 6000 | 1
Section 2: Media Centre | Bill No. 2: Concrete (Structural) |  |  |  | Reinforced Concrete 25MPa/19mm |  |  |  |  | 1
Section 2: Media Centre | Bill No. 2: Concrete (Structural) |  | H |  | In surface bed | m3 | 14 | 2200 | 30800 | 1
Section 2: Media Centre | Bill No. 2: Concrete (Structural) |  | J |  | In verander | m3 | 6 | 2200 | 13200 | 1
Section 2: Media Centre | Bill No. 2: Concrete (Structural) |  | K |  | In footing | m3 | 13 | 2200 | 28600 | 1
Section 2: Media Centre | Bill No. 2: Concrete (Structural) |  | L |  | In apron | m3 | 10 | 2200 | 22000 | 1
Section 2: Media Centre | Bill No. 2: Concrete (Structural) |  |  |  | Test Cubes |  |  |  |  | 1
Section 2: Media Centre | Bill No. 2: Concrete (Structural) |  | M |  | Making and testing 150 x 150 x 150mm concrete strength test cube. (Provisional) | No | 22 | 650 | 14300 | 1
Section 2: Media Centre | Bill No. 2: Concrete (Structural) |  |  | 8.4.4 | Unformed Surface Finishes |  |  |  |  | 1
Section 2: Media Centre | Bill No. 2: Concrete (Structural) |  |  | 8.4.4.c) | Wooden-floated finish |  |  |  |  | 1
Section 2: Media Centre | Bill No. 2: Concrete (Structural) |  | N |  | Top of surface bed | m2 | 141 | 15 | 2115 | 1
Section 2: Media Centre | Bill No. 2: Concrete (Structural) |  | O |  | Top of veranda | m2 | 37 | 15 | 555 | 1
Section 2: Media Centre | Bill No. 2: Concrete (Structural) |  | P |  | Top Apron | m2 | 67 | 15 | 1005 | 1
Section 2: Media Centre | Bill No. 2: Concrete (Structural) |  |  | 8.5 | Movement Joints, Etc. |  |  |  |  | 1
Section 2: Media Centre | Bill No. 2: Concrete (Structural) |  | Q |  | 10mm expansion joints in concrete slab with 10mm Jointex. Once the concrete is set rake out the top 10mm of Jointex and seal with approved polysulphide or similar joint sealant. | m | 21 | 95 | 1995 | 1
Section 2: Media Centre | Bill No. 2: Concrete (Structural) |  | R |  | Expansion joints with 10mm bitumen impregnated softboard or closed cell expanded polyethylene between vertical concrete and brick surfaces | m | 22 | 95 | 2090 | 1
Section 2: Media Centre | Bill No. 3: Masonry |  |  |  | SECTION NO. 2 |  |  |  |  | 1
Section 2: Media Centre | Bill No. 3: Masonry |  |  |  | LEPHADIMISHA - MEDIA CENTRE |  |  |  |  | 1
Section 2: Media Centre | Bill No. 3: Masonry |  |  |  | BILL NO. 3 |  |  |  |  | 1
Section 2: Media Centre | Bill No. 3: Masonry |  |  |  | MASONRY |  |  |  |  | 1
Section 2: Media Centre | Bill No. 3: Masonry |  |  |  | NOTES |  |  |  |  | 1
Section 2: Media Centre | Bill No. 3: Masonry |  |  |  | For preambles see "Model Preambles for Trades 2017" |  |  |  |  | 1
Section 2: Media Centre | Bill No. 3: Masonry |  |  |  | SUPPLEMENTARY PREAMBLES |  |  |  |  | 1
Section 2: Media Centre | Bill No. 3: Masonry |  |  |  | Where sizes in descriptions are given in brick units, "one brick" shall represent the length and "half brick the width of the brick |  |  |  |  | 1
Section 2: Media Centre | Bill No. 3: Masonry |  |  |  | Face bricks |  |  |  |  | 1
Section 2: Media Centre | Bill No. 3: Masonry |  |  |  | Bricks shall be ordered timeously to obtain uniformity in size and colour |  |  |  |  | 1
Section 2: Media Centre | Bill No. 3: Masonry |  |  |  | Pointing |  |  |  |  | 1
Section 2: Media Centre | Bill No. 3: Masonry |  |  |  | Descriptions of recessed pointing to fair face brickwork and face brickwork shall be deemed to include square recessed, hollow recessed, weathered pointing, etc. |  |  |  |  | 1
Section 2: Media Centre | Bill No. 3: Masonry |  |  |  | Reinforced brick lintels |  |  |  |  | 1
Section 2: Media Centre | Bill No. 3: Masonry |  |  |  | Lintels shall bear at least 160mm onto adjacent walling. Where such bearing cannot be obtained due to the proximity of adjacent openings the lintel shall be continuous |  |  |  |  | 1
Section 2: Media Centre | Bill No. 3: Masonry |  |  |  | BRICKWORK |  |  |  |  | 1
Section 2: Media Centre | Bill No. 3: Masonry |  |  |  | FOUNDATION |  |  |  |  | 1
Section 2: Media Centre | Bill No. 3: Masonry |  |  |  | Brickwork of NFP bricks in class II mortar |  |  |  |  | 1
Section 2: Media Centre | Bill No. 3: Masonry |  | A |  | Pier brick wall | m3 | 3 | 295 | 885 | 1
Section 2: Media Centre | Bill No. 3: Masonry |  | B |  | One brick wall | m2 | 30 | 295 | 8850 | 1
Section 2: Media Centre | Bill No. 3: Masonry |  | C |  | Half brick wall | m2 | 6 | 235 | 1410 | 1
Section 2: Media Centre | Bill No. 3: Masonry |  |  |  | SUPERSTRUCTURE |  |  |  |  | 1
Section 2: Media Centre | Bill No. 3: Masonry |  |  |  | Brickwork of NFP bricks in class II mortar |  |  |  |  | 1
Section 2: Media Centre | Bill No. 3: Masonry |  | D |  | Pier brick wall | m3 | 12 | 295 | 3540 | 1
Section 2: Media Centre | Bill No. 3: Masonry |  | E |  | One brick wall | m2 | 180 | 295 | 53100 | 1
Section 2: Media Centre | Bill No. 3: Masonry |  | F |  | One brick walls in beamfilling | m2 | 24 | 295 | 7080 | 1
Section 2: Media Centre | Bill No. 3: Masonry |  | G |  | Half brick wall | m2 | 10 | 235 | 2350 | 1
Section 2: Media Centre | Bill No. 3: Masonry |  |  |  | Brick-on-edge header course copings, sills, face bricks pointed with recessed joints on all exposed faces |  |  |  |  | 1
Section 2: Media Centre | Bill No. 3: Masonry |  | H |  | Window sills | m | 24 | 295 | 7080 | 1
Section 2: Media Centre | Bill No. 3: Masonry |  |  |  | Prestressed fabricated concrete lintels including necessary temporary supports |  |  |  |  | 1
Section 2: Media Centre | Bill No. 3: Masonry |  | I |  | 110 x 75mm Standard precast concrete lintels to openings in brickwork not exceeding 2000mm In width, minimum bearing distance to be 115mm | m | 28 | 95 | 2660 | 1
Section 2: Media Centre | Bill No. 3: Masonry |  |  |  | Turning pieces |  |  |  |  | 1
Section 2: Media Centre | Bill No. 3: Masonry |  | J |  | 230mm Wide turning piece to lintels, etc. | m | 33 | 35 | 1155 | 1
Section 2: Media Centre | Bill No. 3: Masonry |  |  |  | FACE BRICKWORK |  |  |  |  | 1
Section 2: Media Centre | Bill No. 3: Masonry |  |  |  | User note |  |  |  |  | 1
Section 2: Media Centre | Bill No. 3: Masonry |  |  |  | Face bricks pointed with recessed horizontal and vertical joints |  |  |  |  | 1
Section 2: Media Centre | Bill No. 3: Masonry |  | K |  | Extra over pier for face brickwork | m2 | 23 | 550 | 12650 | 1
Section 2: Media Centre | Bill No. 3: Masonry |  | L |  | Extra over brickwork for face brickwork | m2 | 151 | 550 | 83050 | 1
Section 2: Media Centre | Bill No. 3: Masonry |  | M |  | Brick on edge for face brickwork | m | 58 | 285 | 16530 | 1
Section 2: Media Centre | Bill No. 3: Masonry |  |  |  | SUNDRIES |  |  |  |  | 1
Section 2: Media Centre | Bill No. 3: Masonry |  |  |  | Brickwork reinforcement |  |  |  |  | 1
Section 2: Media Centre | Bill No. 3: Masonry |  | N |  | 75mm Wide brick reinforcement | m | 45 | 10 | 450 | 1
Section 2: Media Centre | Bill No. 3: Masonry |  | P |  | 150mm Wide brick reinforcement | m | 757 | 15 | 11355 | 1
Section 2: Media Centre | Bill No. 4: Waterproofing |  |  |  | SECTION NO. 2 |  |  |  |  | 1
Section 2: Media Centre | Bill No. 4: Waterproofing |  |  |  | LEPHADIMISHA - MEDIA CENTRE |  |  |  |  | 1
Section 2: Media Centre | Bill No. 4: Waterproofing |  |  |  | BILL NO. 4 |  |  |  |  | 1
Section 2: Media Centre | Bill No. 4: Waterproofing |  |  |  | WATERPROOFING |  |  |  |  | 1
Section 2: Media Centre | Bill No. 4: Waterproofing |  |  |  | NOTES |  |  |  |  | 1
Section 2: Media Centre | Bill No. 4: Waterproofing |  |  |  | For preambles see "Model Preambles for Trades 2017" |  |  |  |  | 1
Section 2: Media Centre | Bill No. 4: Waterproofing |  |  |  | SUPPLEMENTARY PREAMBLES |  |  |  |  | 1
Section 2: Media Centre | Bill No. 4: Waterproofing |  |  |  | Waterproofing of roofs, basements, etc. shall be laid under a ten year guarantee. Waterproofing to roofs shall be laid to even falls to outlets etc. with necessary ridges, hips and valleys. Descriptions of sheet or membrane waterproofing shall be deemed to include additional labour to turn-ups and turn-downs. |  |  |  |  | 1
Section 2: Media Centre | Bill No. 4: Waterproofing |  |  |  | All the components to be cleaned and surveyed for defects and cracks, etc. before the application /installation of any form of water proofing. |  |  |  |  | 1
Section 2: Media Centre | Bill No. 4: Waterproofing |  |  |  | DAMPPROOFING OF WALLS AND FLOORS |  |  |  |  | 1
Section 2: Media Centre | Bill No. 4: Waterproofing |  |  |  | One layer of 375 Micron Consol Plastics Brikgrip DPC embossed damp proof course |  |  |  |  | 1
Section 2: Media Centre | Bill No. 4: Waterproofing |  | A |  | In walls | m2 | 62 | 65 | 4030 | 1
Section 2: Media Centre | Bill No. 4: Waterproofing |  |  |  | One layer of 250 Micron "Plastall Gunplas USB Green" waterproof sheeting Type C, sealed at laps with "Gunplas Pressure Sensitive Tape" |  |  |  |  | 1
Section 2: Media Centre | Bill No. 4: Waterproofing |  | B |  | Under surface beds | m2 | 171 | 65 | 11115 | 1
Section 2: Media Centre | Bill No. 4: Waterproofing |  | C |  | Under apron | m2 | 67 | 65 | 4355 | 1
Section 2: Media Centre | Bill No. 5: Roof Covering and Cladding |  |  |  | SECTION NO. 2 |  |  |  |  | 1
Section 2: Media Centre | Bill No. 5: Roof Covering and Cladding |  |  |  | LEPHADIMISHA - MEDIA CENTRE |  |  |  |  | 1
Section 2: Media Centre | Bill No. 5: Roof Covering and Cladding |  |  |  | BILL NO. 5 |  |  |  |  | 1
Section 2: Media Centre | Bill No. 5: Roof Covering and Cladding |  |  |  | ROOF COVERING AND CLADDING ETC |  |  |  |  | 1
Section 2: Media Centre | Bill No. 5: Roof Covering and Cladding |  |  |  | NOTES |  |  |  |  | 1
Section 2: Media Centre | Bill No. 5: Roof Covering and Cladding |  |  |  | For preambles see "Model Preambles for Trades 2017" |  |  |  |  | 1
Section 2: Media Centre | Bill No. 5: Roof Covering and Cladding |  |  |  | PROFILED METAL SHEETING AND ACCESSORIES |  |  |  |  | 1
Section 2: Media Centre | Bill No. 5: Roof Covering and Cladding |  | A |  | 0,6mm IBR Galvanized Corrugated Iron roof sheets with "Chromadek" finish on one side, in single lengths fixed to timber purlins or rails and 0,6mm galvanised steel accessories with "Chromadek" finish on one side | m2 | 171 | 395 | 67545 | 1
Section 2: Media Centre | Bill No. 5: Roof Covering and Cladding |  |  |  | Roof coverings with pitches to 40 degrees, including all flashings, ridge caps, fasteners and clips |  |  |  |  | 1
Section 2: Media Centre | Bill No. 5: Roof Covering and Cladding |  |  |  | Supply and install ancillaries |  |  |  |  | 1
Section 2: Media Centre | Bill No. 5: Roof Covering and Cladding |  | B |  | Extra over for ridge cap | m | 50 | 245 | 12250 | 1
Section 2: Media Centre | Bill No. 5: Roof Covering and Cladding |  |  |  | ROOF INSULATION |  |  |  |  | 1
Section 2: Media Centre | Bill No. 5: Roof Covering and Cladding |  | C |  | 75mm insulation on straining wires, as per manufacturer's specification | m2 | 171 | 165 | 28215 | 1
Section 2: Media Centre | Bill No. 6: Capentry and Joinery |  |  |  | SECTION NO. 2 |  |  |  |  | 1
Section 2: Media Centre | Bill No. 6: Capentry and Joinery |  |  |  | LEPHADIMISHA - MEDIA CENTRE |  |  |  |  | 1
Section 2: Media Centre | Bill No. 6: Capentry and Joinery |  |  |  | BILL NO. 6 |  |  |  |  | 1
Section 2: Media Centre | Bill No. 6: Capentry and Joinery |  |  |  | CARPENTRY AND JOINERY |  |  |  |  | 1
Section 2: Media Centre | Bill No. 6: Capentry and Joinery |  |  |  | NOTES |  |  |  |  | 1
Section 2: Media Centre | Bill No. 6: Capentry and Joinery |  |  |  | For preambles see "Model Preambles for Trades 2017" |  |  |  |  | 1
Section 2: Media Centre | Bill No. 6: Capentry and Joinery |  |  |  | SUPPLEMENTARY PREAMBLES |  |  |  |  | 1
Section 2: Media Centre | Bill No. 6: Capentry and Joinery |  |  |  | Fixing |  |  |  |  | 1
Section 2: Media Centre | Bill No. 6: Capentry and Joinery |  |  |  | Items described as "nailed" shall be deemed to be fixed with hardened steel nails or pins, or to be shot-pinned, to brickwork or concrete |  |  |  |  | 1
Section 2: Media Centre | Bill No. 6: Capentry and Joinery |  |  |  | Items described as "plugged" shall be deemed to include screwing to fibre, plastic or metal plugs at not exceeding 500mm centres, and where described as "bolted", the bolts have been given elsewhere |  |  |  |  | 1
Section 2: Media Centre | Bill No. 6: Capentry and Joinery |  |  |  | Joinery |  |  |  |  | 1
Section 2: Media Centre | Bill No. 6: Capentry and Joinery |  |  |  | Descriptions of frames shall be deemed to include frames, transoms, rails, etc. |  |  |  |  | 1
Section 2: Media Centre | Bill No. 6: Capentry and Joinery |  |  |  | Descriptions of hardwood joinery shall be deemed to include sinking and pelleting heads and nuts of bolts |  |  |  |  | 1
Section 2: Media Centre | Bill No. 6: Capentry and Joinery |  |  |  | Decorative thermosetting plastic laminate covering |  |  |  |  | 1
Section 2: Media Centre | Bill No. 6: Capentry and Joinery |  |  |  | Laminate covering shall be glued under pressure and edge strips of same shall be butt jointed at junctions with adjacent similar finish |  |  |  |  | 1
Section 2: Media Centre | Bill No. 6: Capentry and Joinery |  |  |  | Dimensions in descriptions of trusses are nominal and actual measurements are to be obtained from the architect/engineer and/or taken on site before design or fabrication commences |  |  |  |  | 1
Section 2: Media Centre | Bill No. 6: Capentry and Joinery |  |  |  | EAVES, VERGES, ETC |  |  |  |  | 1
Section 2: Media Centre | Bill No. 6: Capentry and Joinery |  |  |  | Fibre-cement fascia boards, screw fixed to truss ends & countersunk brass screw. |  |  |  |  | 1
Section 2: Media Centre | Bill No. 6: Capentry and Joinery |  | A |  | 250x10mm thick FC77 pressed fibre cement Fascias and barge boards | m | 60 | 95 | 5700 | 1
Section 2: Media Centre | Bill No. 6: Capentry and Joinery |  |  |  | DOORS, FRAMES ETC |  |  |  |  | 1
Section 2: Media Centre | Bill No. 6: Capentry and Joinery |  |  |  | Wooden Doors |  |  |  |  | 1
Section 2: Media Centre | Bill No. 6: Capentry and Joinery |  | B |  | Size 813 x 2032 x 44mm thick solid timber door with concealed hardwood edges and Masonite finish to both sides (T01) | No | 1 | 2500 | 2500 | 1
Section 2: Media Centre | Bill No. 6: Capentry and Joinery |  | C |  | Size 813 x 2032 x 44mm thick solid timber door with concealed hardwood edges and Masonite finish to both sides (TO2) | No | 2 | 2500 | 5000 | 1
Section 2: Media Centre | Bill No. 6: Capentry and Joinery |  |  |  | SKIRTING |  |  |  |  | 1
Section 2: Media Centre | Bill No. 6: Capentry and Joinery |  |  |  | MERANTI SKIRTING: |  |  |  |  | 1
Section 2: Media Centre | Bill No. 6: Capentry and Joinery |  | D |  | 69mm x 19mm selected wrot Meranti skirting, slightly rounded on top leading edge and ploughed on rear face, needle steel nailed to walls at 600mm centres. The skirting is to have splayed header joints and mitred angles. Finish skirting with 25 x 25 mm selected wrot Meranti quarter round, needle steel nailed to wall through skirting @ 600mm centres. | m | 73 | 85 | 6205 | 1
Section 2: Media Centre | Bill No. 6: Capentry and Joinery |  |  |  | Carpentry and joinery fittings, supplied and installed complete |  |  |  |  | 1
Section 2: Media Centre | Bill No. 6: Capentry and Joinery |  |  |  | Worktops |  |  |  |  | 1
Section 2: Media Centre | Bill No. 6: Capentry and Joinery |  | E |  | Worktop size 1545 x 1350, in section 750mm wide with standard adjustment chromed legs including surface, substrate, backer, ironmongery, etc complete as described | No | 9 | 7500 | 67500 | 1
Section 2: Media Centre | Bill No. 6: Capentry and Joinery |  | F |  | Worktop with shelves under size 1545 x 1350, in section 650mm wide with standard adjustment chromed legs including surface, substrate, backer, ironmongery, etc complete as described | No | 6 | 7500 | 45000 | 1
Section 2: Media Centre | Bill No. 6: Capentry and Joinery |  | G |  | Fixed Shelving size 1545 x 2700, in section 750mm wide with standard adjustment chromed legs including surface, substrate, backer, ironmongery, etc complete as described | No | 6 | 7500 | 45000 | 1
Section 2: Media Centre | Bill No. 6: Capentry and Joinery |  | H |  | Wall shelving 2400 x 1500mm high | No | 4 | 5000 | 20000 | 1
Section 2: Media Centre | Bill No. 6: Capentry and Joinery |  |  |  | Office Table and Chairs |  |  |  |  | 1
Section 2: Media Centre | Bill No. 6: Capentry and Joinery |  | J |  | 120cm round desk | No | 6 | 3000 | 18000 | 1
Section 2: Media Centre | Bill No. 6: Capentry and Joinery |  | K |  | Classic Ultra Exec Mid-Back Chair | No | 36 | 2000 | 72000 | 1
Section 2: Media Centre | Bill No. 7: Ceilings and Partitions |  |  |  | SECTION NO. 2 |  |  |  |  | 1
Section 2: Media Centre | Bill No. 7: Ceilings and Partitions |  |  |  | LEPHADIMISHA - MEDIA CENTRE |  |  |  |  | 1
Section 2: Media Centre | Bill No. 7: Ceilings and Partitions |  |  |  | BILL NO. 7 |  |  |  |  | 1
Section 2: Media Centre | Bill No. 7: Ceilings and Partitions |  |  |  | CEILINGS AND PARTITIONS |  |  |  |  | 1
Section 2: Media Centre | Bill No. 7: Ceilings and Partitions |  |  |  | NOTES |  |  |  |  | 1
Section 2: Media Centre | Bill No. 7: Ceilings and Partitions |  |  |  | For preambles see "Model Preambles for Trades 2017" |  |  |  |  | 1
Section 2: Media Centre | Bill No. 7: Ceilings and Partitions |  |  |  | SUPPLEMENTARY PREAMBLES |  |  |  |  | 1
Section 2: Media Centre | Bill No. 7: Ceilings and Partitions |  |  |  | Fixing |  |  |  |  | 1
Section 2: Media Centre | Bill No. 7: Ceilings and Partitions |  |  |  | Items described as "nailed" shall be deemed to be fixed with hardened steel nails or pins, or to be shot-pinned, to brickwork or concrete |  |  |  |  | 1
Section 2: Media Centre | Bill No. 7: Ceilings and Partitions |  |  |  | Items described as "plugged" shall be deemed to include screwing to fibre, plastic or metal plugs at not exceeding 500mm centres, and where described as "bolted", the bolts have been given elsewhere |  |  |  |  | 1
Section 2: Media Centre | Bill No. 7: Ceilings and Partitions |  |  |  | Ceilings |  |  |  |  | 1
Section 2: Media Centre | Bill No. 7: Ceilings and Partitions |  |  |  | Unless otherwise described ceilings shall be deemed to be horizontal |  |  |  |  | 1
Section 2: Media Centre | Bill No. 7: Ceilings and Partitions |  |  |  | Electrical light fittings, diffusers, panels etc are generally "lay-in" units of the same dimensions as the suspension grid described and allowance must be made in the rates accordingly for their support inclusive of any flexibility in setting out that may be required (ceiling panels have not been deducted and pricing is to take cognisance thereof) |  |  |  |  | 1
Section 2: Media Centre | Bill No. 7: Ceilings and Partitions |  |  |  | Steel components |  |  |  |  | 1
Section 2: Media Centre | Bill No. 7: Ceilings and Partitions |  |  |  | All steel components for ceilings, partitions, etc. are to be galvanised in accordance with SANS 121 |  |  |  |  | 1
Section 2: Media Centre | Bill No. 7: Ceilings and Partitions |  |  |  | NAILED UP CEILINGS |  |  |  |  | 1
Section 2: Media Centre | Bill No. 7: Ceilings and Partitions |  |  |  | 6mm Gypsum ceiling Board fixed to 38x38mm SAP battens. |  |  |  |  | 1
Section 2: Media Centre | Bill No. 7: Ceilings and Partitions |  | A |  | Ceilings including as pine brandering at 500mm centres in both directions, | m2 | 121 | 185 | 22385 | 1
Section 2: Media Centre | Bill No. 7: Ceilings and Partitions |  | B |  | Extra over ceiling for 600 x 600mm trap door | No | 2 | 850 | 1700 | 1
Section 2: Media Centre | Bill No. 7: Ceilings and Partitions |  |  |  | CORNICES |  |  |  |  | 1
Section 2: Media Centre | Bill No. 7: Ceilings and Partitions |  | C |  | 75mm Gypsum coved cornice nailed to wall and ceiling. | m | 72 | 85 | 6120 | 1
Section 2: Media Centre | Bill No. 7: Ceilings and Partitions |  |  |  | INSULATION |  |  |  |  | 1
Section 2: Media Centre | Bill No. 7: Ceilings and Partitions |  |  |  | Non-combustible fibreglass insulation of a density of not less than 10kg/m3 bonded with an inert thermo-setting resin |  |  |  |  | 1
Section 2: Media Centre | Bill No. 7: Ceilings and Partitions |  | D |  | 135mm Fibre blanket insulation | m2 | 121 | 185 | 22385 | 1
Section 2: Media Centre | Bill No. 8: Floor Coverings |  |  |  | SECTION NO. 2 |  |  |  |  | 1
Section 2: Media Centre | Bill No. 8: Floor Coverings |  |  |  | LEPHADIMISHA - MEDIA CENTRE |  |  |  |  | 1
Section 2: Media Centre | Bill No. 8: Floor Coverings |  |  |  | BILL NO. 8 |  |  |  |  | 1
Section 2: Media Centre | Bill No. 8: Floor Coverings |  |  |  | FLOOR COVERINGS |  |  |  |  | 1
Section 2: Media Centre | Bill No. 8: Floor Coverings |  |  |  | NOTES |  |  |  |  | 1
Section 2: Media Centre | Bill No. 8: Floor Coverings |  |  |  | For preambles see "Model Preambles for Trades 2017" |  |  |  |  | 1
Section 2: Media Centre | Bill No. 8: Floor Coverings |  |  |  | SUPPLEMENTARY PREAMBLES |  |  |  |  | 1
Section 2: Media Centre | Bill No. 8: Floor Coverings |  |  |  | Proprietary Products In Descriptions Proprietary products shall be deemed to include the statement "or similarly approved" in the description specified. Substitute products of similar quality and specification may be used with prior approval by the Principal Agent. |  |  |  |  | 1
Section 2: Media Centre | Bill No. 8: Floor Coverings |  |  |  | VINYL SHEET |  |  |  |  | 1
Section 2: Media Centre | Bill No. 8: Floor Coverings |  |  |  | FloorworX Superflex fully flexible vinyl floor sheeting 1,2m wide x 2mm thick x 15m long (Subfloor measured elsewhere) |  |  |  |  | 1
Section 2: Media Centre | Bill No. 8: Floor Coverings |  | A |  | On floors | m2 | 121 | 400 | 48400 | 1
Section 2: Media Centre | Bill No. 8: Floor Coverings |  |  |  | POLISH, SEALERS, ETC |  |  |  |  | 1
Section 2: Media Centre | Bill No. 8: Floor Coverings |  | B |  | Two coats wax polish on vinly floors | m2 | 121 | 35 | 4235 | 1
Section 2: Media Centre | Bill No. 9: Ironmongery |  |  |  | SECTION NO. 2 |  |  |  |  | 1
Section 2: Media Centre | Bill No. 9: Ironmongery |  |  |  | LEPHADIMISHA - MEDIA CENTRE |  |  |  |  | 1
Section 2: Media Centre | Bill No. 9: Ironmongery |  |  |  | BILL NO. 9 |  |  |  |  | 1
Section 2: Media Centre | Bill No. 9: Ironmongery |  |  |  | IRONMONGERY |  |  |  |  | 1
Section 2: Media Centre | Bill No. 9: Ironmongery |  |  |  | NOTES |  |  |  |  | 1
Section 2: Media Centre | Bill No. 9: Ironmongery |  |  |  | For preambles see "Model Preambles for Trades 2017" |  |  |  |  | 1
Section 2: Media Centre | Bill No. 9: Ironmongery |  |  |  | HINGES, BOLTS, ETC |  |  |  |  | 1
Section 2: Media Centre | Bill No. 9: Ironmongery |  | A |  | 100 x 75mm Aluminium hinge with stainless steel washers | No | 6 | 200 | 1200 | 1
Section 2: Media Centre | Bill No. 9: Ironmongery |  | B |  | 150mm Chromium plated barrel bolt | No | 6 | 200 | 1200 | 1
Section 2: Media Centre | Bill No. 9: Ironmongery |  |  |  | DOOR LOCKSETS, HANDLES etc. |  |  |  |  | 1
Section 2: Media Centre | Bill No. 9: Ironmongery |  | C |  | 3 lever mortice lock or similar approved | No | 3 | 400 | 1200 | 1
Section 2: Media Centre | Bill No. 9: Ironmongery |  | D |  | 75 x 150mm anodised aluminium pull door handles with back plates | No | 3 | 550 | 1650 | 1
Section 2: Media Centre | Bill No. 9: Ironmongery |  | E |  | 90 x 150mm anodised aluminium pull door handles with back plates | No | 3 | 650 | 1950 | 1
Section 2: Media Centre | Bill No. 9: Ironmongery |  |  |  | PUSH PLATES AND KICKING PLATES |  |  |  |  | 1
Section 2: Media Centre | Bill No. 9: Ironmongery |  | F |  | 079/160 160 x 160 x 1.6mm push plate SS | No | 3 | 650 | 1950 | 1
Section 2: Media Centre | Bill No. 9: Ironmongery |  | G |  | SS5089-650W. Kick plate 813mm x 900mm high | No | 3 | 650 | 1950 | 1
Section 2: Media Centre | Bill No. 9: Ironmongery |  |  |  | DOOR STOP |  |  |  |  | 1
Section 2: Media Centre | Bill No. 9: Ironmongery |  | H |  | Half Moon Satin Nickel Door Stopper | No | 3 | 80 | 240 | 1
Section 2: Media Centre | Bill No. 9: Ironmongery |  |  |  | Shelves etc |  |  |  |  | 1
Section 2: Media Centre | Bill No. 9: Ironmongery |  |  |  | Gondola wall band shelving or similar approved free standing steel shelving units with standard epoxy powder coated finish including heavy duty uprights, open base foot pieces, shelf brackets, shelves, spacers, top rails, top finishing plates |  |  |  |  | 1
Section 2: Media Centre | Bill No. 9: Ironmongery |  | J |  | 2 209 x 914x 2 438mm 5 tier High powder coated mild steel wall bands at 600mm centres fixed with 457mm mild steel wall brackets to 16mm melamine shelves (colour:grey) | No | 10 | 8500 | 85000 | 1
Section 2: Media Centre | Bill No. 9: Ironmongery |  | K |  | Magazines and Newpapers Steel Cabinet | No | 7 | 5500 | 38500 | 1
Section 2: Media Centre | Bill No. 9: Ironmongery |  |  |  | Desk |  |  |  |  | 1
Section 2: Media Centre | Bill No. 9: Ironmongery |  | L |  | 800x 1800 x 700 High Mediterrianean desk 3 drawer pedistal with freestanding "L" extension brown frame with postforme Oak top. | No | 1 | 8000 | 8000 | 1
Section 2: Media Centre | Bill No. 9: Ironmongery |  |  |  | FILING CABINETS |  |  |  |  | 1
Section 2: Media Centre | Bill No. 9: Ironmongery |  |  |  | Locker Logistic filing cabinet with locking mechanism powder coated finish, installed strictly to manufacturer's specifications |  |  |  |  | 1
Section 2: Media Centre | Bill No. 9: Ironmongery |  | M |  | FC-4 four drawer filing cabinet | No | 0 | 10000 | 0 | 1
Section 2: Media Centre | Bill No. 10: Structural Steelwork |  |  |  | SECTION NO. 2 |  |  |  |  | 1
Section 2: Media Centre | Bill No. 10: Structural Steelwork |  |  |  | LEPHADIMISHA - MEDIA CENTRE |  |  |  |  | 1
Section 2: Media Centre | Bill No. 10: Structural Steelwork |  |  |  | BILL NO. 10 |  |  |  |  | 1
Section 2: Media Centre | Bill No. 10: Structural Steelwork |  |  |  | STRUCTURAL STEELWORK |  |  |  |  | 1
Section 2: Media Centre | Bill No. 10: Structural Steelwork |  |  |  | NOTES |  |  |  |  | 1
Section 2: Media Centre | Bill No. 10: Structural Steelwork |  |  |  | For preambles see "Model Preambles for Trades 2017" |  |  |  |  | 1
Section 2: Media Centre | Bill No. 10: Structural Steelwork |  |  |  | SUPPLEMENTARY PREAMBLES |  |  |  |  | 1
Section 2: Media Centre | Bill No. 10: Structural Steelwork |  |  |  | Erection shall include site transportation and handling to point of assembly. Supply includes delivery to site |  |  |  |  | 1
Section 2: Media Centre | Bill No. 10: Structural Steelwork |  |  |  | All steelwork shall be hot dip galvanised |  |  |  |  | 1
Section 2: Media Centre | Bill No. 10: Structural Steelwork |  |  |  | Where materials are not covered by Anglo Specifications included in the Works Information they shall be supplied to SANS 1431 Gr 300WA and Rolled section shall be supplied to Gr 350WA |  |  |  |  | 1
Section 2: Media Centre | Bill No. 10: Structural Steelwork |  |  |  | Structural Steelwork |  |  |  |  | 1
Section 2: Media Centre | Bill No. 10: Structural Steelwork |  | A |  | Roof covering an area of 171 meter squared with an overhang of 600mm to have light weight steel trusses and purlins, Bracing strap, screws for truss and screws for fixing purlins | m2 | 171 | 665 | 113715 | 1
Section 2: Media Centre | Bill No. 11: Metalwork |  |  |  | SECTION NO. 2 |  |  |  |  | 1
Section 2: Media Centre | Bill No. 11: Metalwork |  |  |  | LEPHADIMISHA - MEDIA CENTRE |  |  |  |  | 1
Section 2: Media Centre | Bill No. 11: Metalwork |  |  |  | BILL NO. 11 |  |  |  |  | 1
Section 2: Media Centre | Bill No. 11: Metalwork |  |  |  | METALWORK |  |  |  |  | 1
Section 2: Media Centre | Bill No. 11: Metalwork |  |  |  | NOTES |  |  |  |  | 1
Section 2: Media Centre | Bill No. 11: Metalwork |  |  |  | For preambles see "Model Preambles for Trades 2017" |  |  |  |  | 1
Section 2: Media Centre | Bill No. 11: Metalwork |  |  |  | SUPPLEMENTARY PREAMBLES |  |  |  |  | 1
Section 2: Media Centre | Bill No. 11: Metalwork |  |  |  | Descriptions of bolts shall be deemed to include nuts and washers |  |  |  |  | 1
Section 2: Media Centre | Bill No. 11: Metalwork |  |  |  | Descriptions of expansion anchors and bolts and chemical anchors and bolts shall be deemed to include nuts, washers and mortices in brickwork or concrete |  |  |  |  | 1
Section 2: Media Centre | Bill No. 11: Metalwork |  |  |  | Metalwork described as "holed for bolt(s)" shall be deemed to exclude the bolts unless otherwise described |  |  |  |  | 1
Section 2: Media Centre | Bill No. 11: Metalwork |  |  |  | DOORS, WINDOWS, CURTAIN WALLING, SHOPFRONTS, ETC |  |  |  |  | 1
Section 2: Media Centre | Bill No. 11: Metalwork |  |  |  | PRESSED STEEL DOOR FRAMES (1,2mm rebated) |  |  |  |  | 1
Section 2: Media Centre | Bill No. 11: Metalwork |  |  |  | Supply and install complete rebated frames suitable for brick walls |  |  |  |  | 1
Section 2: Media Centre | Bill No. 11: Metalwork |  | A |  | 1,2mm Rebated frames suitable For door 883 x 2 032mm high | No | 3 | 1550 | 4650 | 1
Section 2: Media Centre | Bill No. 11: Metalwork |  |  |  | STEEL WINDOWS, DOORS, ETC |  |  |  |  | 1
Section 2: Media Centre | Bill No. 11: Metalwork |  |  |  | GALVANISED STEEL WINDOWS, DOORS, ETC |  |  |  |  | 1
Section 2: Media Centre | Bill No. 11: Metalwork |  | B |  | Standard School Window 900 x 1250 mm high sabs hollow core tube frame completes | No | 15 | 3000 | 45000 | 1
Section 2: Media Centre | Bill No. 11: Metalwork |  | C |  | Standard School Window 900 x 550 mm sabs hollow core tube frame completes | No | 4 | 2000 | 8000 | 1
Section 2: Media Centre | Bill No. 11: Metalwork |  |  |  | BENCHES, SEATS, CHAIRS, ETC |  |  |  |  | 1
Section 2: Media Centre | Bill No. 11: Metalwork |  | D |  | SS Airport four seater free standing chairs, each seat size 420 x 520 wide, finished with epoxy powder coated frame and brushed stainless steel perforated shells, aluminium epoxy powder coated legs including fixing bolts, etc as C21 | No | 0 | 12500 | 0 | 1
Section 2: Media Centre | Bill No. 11: Metalwork |  |  |  | SECURITY GATE |  |  |  |  | 1
Section 2: Media Centre | Bill No. 11: Metalwork |  |  |  | Supply and install complete security gate suitable for one brick walls |  |  |  |  | 1
Section 2: Media Centre | Bill No. 11: Metalwork |  | E |  | Frame for door 864 x 2134mm high Xpanda security gate argent or similar approved (Gs01) | No | 1 | 7500 | 7500 | 1
Section 2: Media Centre | Bill No. 12: Plastering |  |  |  | SECTION NO. 2 |  |  |  |  | 1
Section 2: Media Centre | Bill No. 12: Plastering |  |  |  | LEPHADIMISHA - MEDIA CENTRE |  |  |  |  | 1
Section 2: Media Centre | Bill No. 12: Plastering |  |  |  | BILL NO. 12 |  |  |  |  | 1
Section 2: Media Centre | Bill No. 12: Plastering |  |  |  | PLASTERING |  |  |  |  | 1
Section 2: Media Centre | Bill No. 12: Plastering |  |  |  | NOTES |  |  |  |  | 1
Section 2: Media Centre | Bill No. 12: Plastering |  |  |  | For preambles see "Model Preambles for Trades 2017" |  |  |  |  | 1
Section 2: Media Centre | Bill No. 12: Plastering |  |  |  | SCREEDS |  |  |  |  | 1
Section 2: Media Centre | Bill No. 12: Plastering |  |  |  | 1:3 Cement plaster screeds steel floated |  |  |  |  | 1
Section 2: Media Centre | Bill No. 12: Plastering |  | A |  | 40mm Thick on floors and landings | m2 | 171 | 135 | 23085 | 1
Section 2: Media Centre | Bill No. 12: Plastering |  |  |  | INTERNAL PLASTER |  |  |  |  | 1
Section 2: Media Centre | Bill No. 12: Plastering |  |  |  | One coat 1:4 cement plaster rendering on brickwork with a smooth surface with a steel trowel. |  |  |  |  | 1
Section 2: Media Centre | Bill No. 12: Plastering |  | B |  | On brick walls | m2 | 219 | 75 | 16425 | 1
Section 2: Media Centre | Bill No. 12: Plastering |  | C |  | On narrow widths | m2 | 32.85 | 75 | 2463.75 | 1
Section 2: Media Centre | Bill No. 12: Plastering |  |  |  | GRANOLITHIC |  |  |  |  | 1
Section 2: Media Centre | Bill No. 12: Plastering |  | D |  | 40mm Thick on floors and landings | m2 | 37 | 145 | 5365 | 1
Section 2: Media Centre | Bill No. 13: plumbing and Drainage |  |  |  | SECTION NO. 2 |  |  |  |  | 1
Section 2: Media Centre | Bill No. 13: plumbing and Drainage |  |  |  | LEPHADIMISHA - MEDIA CENTRE |  |  |  |  | 1
Section 2: Media Centre | Bill No. 13: plumbing and Drainage |  |  |  | BILL NO. 13 |  |  |  |  | 1
Section 2: Media Centre | Bill No. 13: plumbing and Drainage |  |  |  | PLUMBING AND DRAINAGE |  |  |  |  | 1
Section 2: Media Centre | Bill No. 13: plumbing and Drainage |  |  |  | NOTES |  |  |  |  | 1
Section 2: Media Centre | Bill No. 13: plumbing and Drainage |  |  |  | For preambles see "Model Preambles for Trades 2017" |  |  |  |  | 1
Section 2: Media Centre | Bill No. 13: plumbing and Drainage |  |  |  | SUPPLEMENTARY PREAMBLES |  |  |  |  | 1
Section 2: Media Centre | Bill No. 13: plumbing and Drainage |  |  |  | Wire gratings |  |  |  |  | 1
Section 2: Media Centre | Bill No. 13: plumbing and Drainage |  |  |  | Descriptions of gutter outlets etc. shall be deemed to include wire balloon gratings |  |  |  |  | 1
Section 2: Media Centre | Bill No. 13: plumbing and Drainage |  |  |  | Stainless steel basins, sinks, wash troughs, urinals, etc. |  |  |  |  | 1
Section 2: Media Centre | Bill No. 13: plumbing and Drainage |  |  |  | Stainless steel for economy basins, domestic sinks and worktops shall be Type 430 (17/0) Stainless steel for urinals, basins, quality sinks, wash troughs, institutional equipment, etc. shall be Type 304 (18/8) Stainless steel for laboratory sinks, photographic equipment, etc. shall be Type 316 (18/8) Units shall have standard aprons on all exposed edges and tiling keys against walls where applicable |  |  |  |  | 1
Section 2: Media Centre | Bill No. 13: plumbing and Drainage |  |  |  | Sealing of edges |  |  |  |  | 1
Section 2: Media Centre | Bill No. 13: plumbing and Drainage |  |  |  | Outer edges of sinks, basins, baths, urinals, etc. are to be sealed against adjacent surfaces with approved silicone |  |  |  |  | 1
Section 2: Media Centre | Bill No. 13: plumbing and Drainage |  |  |  | U-PVC pipes and fittings |  |  |  |  | 1
Section 2: Media Centre | Bill No. 13: plumbing and Drainage |  |  |  | Sewer and drainage pipes and fittings shall be jointed and sealed with butyl rubber rings Soil, waste and vent pipes and fittings shall be solvent weld jointed or sealed with butyl rubber rings |  |  |  |  | 1
Section 2: Media Centre | Bill No. 13: plumbing and Drainage |  |  |  | U-PVC pressure pipes and fittings |  |  |  |  | 1
Section 2: Media Centre | Bill No. 13: plumbing and Drainage |  |  |  | Pipes of 50mm diameter and smaller shall be plain ended with solvent welded U-PVC loose sockets and fittings Pipes of 63mm diameter and greater shall have sockets and spigots with push-in type integral rubber ring joints. Bends shall be U-PVC and all other fittings shall be cast iron, all with similar push-in type joints |  |  |  |  | 1
Section 2: Media Centre | Bill No. 13: plumbing and Drainage |  |  |  | Polypropylene pipes |  |  |  |  | 1
Section 2: Media Centre | Bill No. 13: plumbing and Drainage |  |  |  | Polypropylene pipes 54mm diameter and smaller shall be seamless copper coloured Class 16 pipes jointed with heat welded thermoplastic or where so described compression fittings Pipes shall be firmly fixed to walls, etc. with coloured nylon snap-in pipe clips with provision for accommodating thermal movement and jointed and fixed strictly in accordance with the manufacturer's instructions |  |  |  |  | 1
Section 2: Media Centre | Bill No. 13: plumbing and Drainage |  |  |  | Reducing fittings |  |  |  |  | 1
Section 2: Media Centre | Bill No. 13: plumbing and Drainage |  |  |  | Where fittings have reducing ends or branches they are described as "reducing" and only the largest end or branch size is given. Should the contractor wish to use other fittings and bushes or reducers he may do so on the understanding that no claim in this regard will be entertained |  |  |  |  | 1
Section 2: Media Centre | Bill No. 13: plumbing and Drainage |  |  |  | Fixing of pipes |  |  |  |  | 1
Section 2: Media Centre | Bill No. 13: plumbing and Drainage |  |  |  | Unless specifically otherwise stated, descriptions of pipes shall be deemed to include fixing to walls, etc., casting in, building in or suspending not exceeding 1m below suspension level |  |  |  |  | 1
Section 2: Media Centre | Bill No. 13: plumbing and Drainage |  |  |  | Paper wrapping to pipes |  |  |  |  | 1
Section 2: Media Centre | Bill No. 13: plumbing and Drainage |  |  |  | Pipes chased into brickwork must be wrapped with two layers of stout brown paper tied with wire. Rates are to include for wrapping around joints and fittings |  |  |  |  | 1
Section 2: Media Centre | Bill No. 13: plumbing and Drainage |  |  |  | Disinfection of water pipework |  |  |  |  | 1
Section 2: Media Centre | Bill No. 13: plumbing and Drainage |  |  |  | Water pipework is to be disinfected at completion |  |  |  |  | 1
Section 2: Media Centre | Bill No. 13: plumbing and Drainage |  |  |  | Petrolatum anti-corrosion tape |  |  |  |  | 1
Section 2: Media Centre | Bill No. 13: plumbing and Drainage |  |  |  | Pipes to be taped shall be coated with the appropriate primer and the tape shall be applied in the appropriate widths and with ?% overlaps Couplings and fittings to pipes shall be taped in strict accordance with the manufacturer's instructions |  |  |  |  | 1
Section 2: Media Centre | Bill No. 13: plumbing and Drainage |  |  |  | Prices for wrapping of pipes shall include for all work as described to couplings in the length |  |  |  |  | 1
Section 2: Media Centre | Bill No. 13: plumbing and Drainage |  |  |  | Laying, backfilling, bedding, etc. of pipes |  |  |  |  | 1
Section 2: Media Centre | Bill No. 13: plumbing and Drainage |  |  |  | Pipes shall be laid and bedded in accordance with manufacturers' instructions and trenches shall be carefully backfilled |  |  |  |  | 1
Section 2: Media Centre | Bill No. 13: plumbing and Drainage |  |  |  | Where no manufacturers' instructions exist, pipes shall be laid in accordance with the relevant section of SANS 2001 |  |  |  |  | 1
Section 2: Media Centre | Bill No. 13: plumbing and Drainage |  |  |  | General |  |  |  |  | 1
Section 2: Media Centre | Bill No. 13: plumbing and Drainage |  |  |  | Descriptions of cast iron roof outlets shall be deemed to include joints to pipes and casting into concrete (adaptors for joints to PVC pipes, etc. are given separately) Descriptions of overflow pipes where measured in number, shall be deemed to include joints to cisterns and splay cut ends |  |  |  |  | 1
Section 2: Media Centre | Bill No. 13: plumbing and Drainage |  |  |  | Descriptions of pipes laid in and including trenches and of inspection chambers, catch pits, etc. shall be deemed to include excavation, bedding, backfilling, compaction to a minimum of 93% Mod AASHTO density and disposal of surplus material on site |  |  |  |  | 1
Section 2: Media Centre | Bill No. 13: plumbing and Drainage |  |  |  | Descriptions of service pipes and flexible connecting pipes shall be deemed to include connections to taps, cisterns, etc. and to steel pipes (adaptors for connections to copper pipes, etc. are given separately) |  |  |  |  | 1
Section 2: Media Centre | Bill No. 13: plumbing and Drainage |  |  |  | Descriptions of WC pans, slop hoppers, etc. shall be deemed to include for joints to soil pipes (pan connectors are separately measured) |  |  |  |  | 1
Section 2: Media Centre | Bill No. 13: plumbing and Drainage |  |  |  | As-built drawings |  |  |  |  | 1
Section 2: Media Centre | Bill No. 13: plumbing and Drainage |  |  |  | Where required, the contractor shall prepare an updated set of as-built drawings. At completion of the contract the contractor shall hand these drawings to the principal agent for reproducing onto the originals for handing over to the employer (provision for allowance of as-built drawings elsewhere) |  |  |  |  | 1
Section 2: Media Centre | Bill No. 13: plumbing and Drainage |  |  |  | RAINWATER DISPOSAL: |  |  |  |  | 1
Section 2: Media Centre | Bill No. 13: plumbing and Drainage |  |  |  | PVC Gutters and Downpipes: |  |  |  |  | 1
Section 2: Media Centre | Bill No. 13: plumbing and Drainage |  | A |  | 100mm x 100mm 0.58mm(Thickness) Traffic green Chromadek rainwater gutter at standard length | m | 60 | 165 | 9900 | 1
Section 2: Media Centre | Bill No. 13: plumbing and Drainage |  | B |  | Extra over eaves gutter for stopped end. | No | 6 | 300 | 1800 | 1
Section 2: Media Centre | Bill No. 13: plumbing and Drainage |  | C |  | Extra over eaves gutter for outlet for 75mm PVC downpipe. | No | 6 | 300 | 1800 | 1
Section 2: Media Centre | Bill No. 13: plumbing and Drainage |  | D |  | 105mm x 70mm x 0.58mm (Thickness) Traffic green rectangular fluted Chromadek. rainwater downpipe at standard length | m | 21.6 | 165 | 3564 | 1
Section 2: Media Centre | Bill No. 13: plumbing and Drainage |  | E |  | Extra over rainwater downpipe for bends | No | 6 | 350 | 2100 | 1
Section 2: Media Centre | Bill No. 14: Glazing |  |  |  | SECTION NO. 2 |  |  |  |  | 1
Section 2: Media Centre | Bill No. 14: Glazing |  |  |  | LEPHADIMISHA - MEDIA CENTRE |  |  |  |  | 1
Section 2: Media Centre | Bill No. 14: Glazing |  |  |  | BILL NO. 14 |  |  |  |  | 1
Section 2: Media Centre | Bill No. 14: Glazing |  |  |  | GLAZING |  |  |  |  | 1
Section 2: Media Centre | Bill No. 14: Glazing |  |  |  | NOTES |  |  |  |  | 1
Section 2: Media Centre | Bill No. 14: Glazing |  |  |  | For preambles see "Model Preambles for Trades 2017" |  |  |  |  | 1
Section 2: Media Centre | Bill No. 14: Glazing |  |  |  | GLAZING TO STEEL WITH PUTTY |  |  |  |  | 1
Section 2: Media Centre | Bill No. 14: Glazing |  |  |  | 4mm Clear float glass |  |  |  |  | 1
Section 2: Media Centre | Bill No. 14: Glazing |  | A |  | Panes exceeding 0,5m2 and not exceeding 2m2 | m2 | 13 | 450 | 5850 | 1
Section 2: Media Centre | Bill No. 15: Paintwork |  |  |  | SECTION NO. 2 |  |  |  |  | 1
Section 2: Media Centre | Bill No. 15: Paintwork |  |  |  | LEPHADIMISHA - MEDIA CENTRE |  |  |  |  | 1
Section 2: Media Centre | Bill No. 15: Paintwork |  |  |  | BILL NO. 15 |  |  |  |  | 1
Section 2: Media Centre | Bill No. 15: Paintwork |  |  |  | PAINTWORK |  |  |  |  | 1
Section 2: Media Centre | Bill No. 15: Paintwork |  |  |  | NOTES |  |  |  |  | 1
Section 2: Media Centre | Bill No. 15: Paintwork |  |  |  | For preambles see "Model Preambles for Trades 2017" |  |  |  |  | 1
Section 2: Media Centre | Bill No. 15: Paintwork |  |  |  | SUPPLEMENTARY PREAMBLES |  |  |  |  | 1
Section 2: Media Centre | Bill No. 15: Paintwork |  |  |  | Adjoining paint surfaces: The contractor is to take into consideration that the paintwork to the external facade will be applied to different textures as well as differ in paint specification and colour adjoining each other. No claims whatsoever for cost or time extension will be entertained for the above-mentioned. Quality monitoring of paint surfaces: The contractor needs to allow for quality checks of all primer coats by an approved authority (for example Qualitec) prior commencement of final coats. No claims whatsoever for cost or time extension will be entertained for the above-mentioned |  |  |  |  | 1
Section 2: Media Centre | Bill No. 15: Paintwork |  |  |  | PREPARATORY WORK TO EXISTING WORK |  |  |  |  | 1
Section 2: Media Centre | Bill No. 15: Paintwork |  |  |  | Previously painted plastered surfaces |  |  |  |  | 1
Section 2: Media Centre | Bill No. 15: Paintwork |  |  |  | Surfaces shall be thoroughly washed down and allowed to dry completely before any paint is applied. Blistered or peeling paint shall be completely removed and cracks shall be opened, filled with a suitable filler and finished smooth |  |  |  |  | 1
Section 2: Media Centre | Bill No. 15: Paintwork |  |  |  | Previously painted metal surfaces |  |  |  |  | 1
Section 2: Media Centre | Bill No. 15: Paintwork |  |  |  | Surfaces shall be thoroughly rubbed and cleaned down. Blistered or peeling paint shall be completely removed down to bare metal |  |  |  |  | 1
Section 2: Media Centre | Bill No. 15: Paintwork |  |  |  | Roof Surfaces shall be thoroughly sanded, pressure washed, rust treated and re-sealed before being painted. |  |  |  |  | 1
Section 2: Media Centre | Bill No. 15: Paintwork |  |  |  | Previously painted wood surfaces |  |  |  |  | 1
Section 2: Media Centre | Bill No. 15: Paintwork |  |  |  | Surfaces shall be thoroughly cleaned down. Blistered or peeling paint shall be completely removed and cracks and crevices shall be primed, filled with suitable filler and finished smooth |  |  |  |  | 1
Section 2: Media Centre | Bill No. 15: Paintwork |  |  |  | PAINTWORK, ETC TO NEW WORK ON: |  |  |  |  | 1
Section 2: Media Centre | Bill No. 15: Paintwork |  |  |  | FLOATED PLASTER SURFACES WITH |  |  |  |  | 1
Section 2: Media Centre | Bill No. 15: Paintwork |  |  |  | Apply one coat primer, one coat undercoat and two coats acrylic PVA. |  |  |  |  | 1
Section 2: Media Centre | Bill No. 15: Paintwork |  | A |  | On internal plaster | m2 | 219 | 85 | 18615 | 1
Section 2: Media Centre | Bill No. 15: Paintwork |  | B |  | Narrow widths | m2 | 33 | 85 | 2805 | 1
Section 2: Media Centre | Bill No. 15: Paintwork |  |  |  | ON FIBRE-CEMENT BOARD SURFACES |  |  |  |  | 1
Section 2: Media Centre | Bill No. 15: Paintwork |  |  |  | Apply one coat plascon 'merit plaster primer', and two coats plascon 'vip plastic PVA'. |  |  |  |  | 1
Section 2: Media Centre | Bill No. 15: Paintwork |  | C |  | Ceiling boards | m2 | 121 | 85 | 10285 | 1
Section 2: Media Centre | Bill No. 15: Paintwork |  | D |  | Cornices | m2 | 21.6 | 85 | 1836 | 1
Section 2: Media Centre | Bill No. 15: Paintwork |  | E |  | Fascias and barge boards | m | 72 | 95 | 6840 | 1
Section 2: Media Centre | Bill No. 15: Paintwork |  |  |  | ON METAL SURFACES |  |  |  |  | 1
Section 2: Media Centre | Bill No. 15: Paintwork |  |  |  | One coat alkyd based universal undercoat and one coat superior quality universal enamel paint |  |  |  |  | 1
Section 2: Media Centre | Bill No. 15: Paintwork |  | F |  | Doors frames | m2 | 6 | 95 | 570 | 1
Section 2: Media Centre | Bill No. 15: Paintwork |  | G |  | Window frame | m2 | 13 | 95 | 1235 | 1
Section 2: Media Centre | Bill No. 15: Paintwork |  |  |  | ON WOOD SURFACES WITH |  |  |  |  | 1
Section 2: Media Centre | Bill No. 15: Paintwork |  |  |  | One coat oil wood primer, one coat universal undercoat and two coats super universal enamel paint on |  |  |  |  | 1
Section 2: Media Centre | Bill No. 15: Paintwork |  | H |  | Doors | m2 | 13 | 85 | 1105 | 1
Section 2: Media Centre | Bill No. 15: Paintwork |  | J |  | Skirtings, rails, etc not exceeding 300mm girth | m | 73 | 95 | 6935 | 1
Section 2: Media Centre | Bill No. 16: Electrical Installations |  |  |  | SECTION NO. 2 |  |  |  |  | 1
Section 2: Media Centre | Bill No. 16: Electrical Installations |  |  |  | LEPHADIMISHA - MEDIA CENTRE |  |  |  |  | 1
Section 2: Media Centre | Bill No. 16: Electrical Installations |  |  |  | BILL NO. 16 |  |  |  |  | 1
Section 2: Media Centre | Bill No. 16: Electrical Installations |  |  |  | ELECTRICAL INSTALLATIONS |  |  |  |  | 1
Section 2: Media Centre | Bill No. 16: Electrical Installations |  |  |  | NOTES |  |  |  |  | 1
Section 2: Media Centre | Bill No. 16: Electrical Installations |  |  |  | For preambles see "Model Preambles for Trades 2017" |  |  |  |  | 1
Section 2: Media Centre | Bill No. 16: Electrical Installations |  |  |  | DISTRIBUTION BOARD |  |  |  |  | 1
Section 2: Media Centre | Bill No. 16: Electrical Installations |  |  |  | COMPLETE SUPPLY & INSTALLATION OF ALL MATERIAL LISTED HEREUNDER: |  |  |  |  | 1
Section 2: Media Centre | Bill No. 16: Electrical Installations |  |  |  | NOTE: TENDERERS ARE ADVISED TO STUDY THEPROJECT SPECIFICATION, QUALITY OF MATERIAL AND INSTALLATION SPECIFICATION THAT IS APPLICABLE TO THE EQUIPMENT AND MATERIALS IN THIS BILL |  |  |  |  | 1
Section 2: Media Centre | Bill No. 16: Electrical Installations |  |  |  | Distribution Board DB-MC : Media Centre |  |  |  |  | 1
Section 2: Media Centre | Bill No. 16: Electrical Installations |  | A |  | Supply and install flush mounted distribution board complete with doors, frames, sub-frames, chassis, fixtures, fittings, terminations, busbars and wiring with spare space as per specification as well as security detail. Material and labour excluding the items listed hereunder Equipment provided in Distribution Board | No. | 1 | 4000 | 4000 | 1
Section 2: Media Centre | Bill No. 16: Electrical Installations |  |  |  | Moulded Case Circuit Breakers |  |  |  |  | 1
Section 2: Media Centre | Bill No. 16: Electrical Installations |  | B |  | 10 Ampere S.P. 3 kA | No. | 3 | 300 | 900 | 1
Section 2: Media Centre | Bill No. 16: Electrical Installations |  | C |  | 20 Ampere S.P. 3 kA | No. | 6 | 400 | 2400 | 1
Section 2: Media Centre | Bill No. 16: Electrical Installations |  | D |  | 30 Ampere S.P. 3kA | No. |  |  | 0 | 1
Section 2: Media Centre | Bill No. 16: Electrical Installations |  | E |  | 63 Ampere D.P. 3kA Main switch | No. | 1 | 4500 | 4500 | 1
Section 2: Media Centre | Bill No. 16: Electrical Installations |  |  |  | Earth Leakage Units |  |  |  |  | 1
Section 2: Media Centre | Bill No. 16: Electrical Installations |  | F |  | 63 Ampere DP. 3 kA 30 mA | No. | 2 | 1500 | 3000 | 1
Section 2: Media Centre | Bill No. 16: Electrical Installations |  |  |  | Surge Arrestors |  |  |  |  | 1
Section 2: Media Centre | Bill No. 16: Electrical Installations |  | G |  | Domestic S.P. +N 10 kA | No. | 1 | 3000 | 3000 | 1
Section 2: Media Centre | Bill No. 16: Electrical Installations |  |  |  | Labels |  |  |  |  | 1
Section 2: Media Centre | Bill No. 16: Electrical Installations |  | H |  | Danger sign and labels as specified | Item | 14 | 120 | 1680 | 1
Section 2: Media Centre | Bill No. 16: Electrical Installations |  |  |  | Low Voltage Cables |  |  |  |  | 1
Section 2: Media Centre | Bill No. 16: Electrical Installations |  |  |  | 600/1000V grade PVC/PVC/SWA/PVC stranded copper conductor cable (terminations and earth conductors elsewhere measured) Cable laid in trenching (excavations elsewhere measured) |  |  |  |  | 1
Section 2: Media Centre | Bill No. 16: Electrical Installations |  | J |  | 16mm² x 2-core | m | 40 | 145 | 5800 | 1
Section 2: Media Centre | Bill No. 16: Electrical Installations |  |  |  | Cable Terminations connections and commissioning complete including glands, shrouds, lugs, |  |  |  |  | 1
Section 2: Media Centre | Bill No. 16: Electrical Installations |  | K |  | 16mm² x 2-core | No. | 2 | 300 | 600 | 1
Section 2: Media Centre | Bill No. 16: Electrical Installations |  |  |  | Stranded Copper Earth Wire strapped to Cables including Terminations complete with drilling, bolting, lugs, connections and commissioning |  |  |  |  | 1
Section 2: Media Centre | Bill No. 16: Electrical Installations |  | L |  | 10mm² (insulated copper earth wire) | m | 40 | 20 | 800 | 1
Section 2: Media Centre | Bill No. 16: Electrical Installations |  |  |  | EXCAVATIONS |  |  |  |  | 1
Section 2: Media Centre | Bill No. 16: Electrical Installations |  |  |  | All excavations, backlocal labour temporary support of sides, keeping excavations dry, filling and compaction must be done manually using backfilling and compacting to the Engineer's specification. |  |  |  |  | 1
Section 2: Media Centre | Bill No. 16: Electrical Installations |  | M |  | Pickable Soil (0.3 widex0.6 deep) | m³ | 7.2 | 165 | 1188 | 1
Section 2: Media Centre | Bill No. 16: Electrical Installations |  | N |  | For Soft Rock | m³ |  |  |  | 1
Section 2: Media Centre | Bill No. 16: Electrical Installations |  | P |  | For Hard Rock | m³ |  |  |  | 1
Section 2: Media Centre | Bill No. 16: Electrical Installations |  | Q |  | Bedding under and filling around cables comprising sifted sand | m³ |  |  |  | 1
Section 2: Media Centre | Bill No. 16: Electrical Installations |  |  |  | CABLE MARKERS |  |  |  |  | 1
Section 2: Media Centre | Bill No. 16: Electrical Installations |  | R |  | PVC warning marking tape roll of 500m | m | 40 | 3.75 | 150 | 1
Section 2: Media Centre | Bill No. 16: Electrical Installations |  | S |  | Concrete route markers | No. |  |  | 0 | 1
Section 2: Media Centre | Bill No. 16: Electrical Installations |  |  |  | SLEEVES |  |  |  |  | 1
Section 2: Media Centre | Bill No. 16: Electrical Installations |  | T |  | 110mm dia | m |  |  | 0 | 1
Section 2: Media Centre | Bill No. 16: Electrical Installations |  | U |  | 50mm dia | m | 10 | 60 | 600 | 1
Section 2: Media Centre | Bill No. 16: Electrical Installations |  | V |  | 32mm dia | m | 10 | 30 | 300 | 1
Section 2: Media Centre | Bill No. 16: Electrical Installations |  |  |  | DRAW WIRE |  |  |  |  | 1
Section 2: Media Centre | Bill No. 16: Electrical Installations |  | W |  | Galvanised 1,6mm dia. draw wire | m | 20 | 4.2 | 84 | 1
Section 2: Media Centre | Bill No. 16: Electrical Installations |  |  |  | INTERNAL ELECTRICAL INSTALLATION SMALL POWER & LIGHTING |  |  |  |  | 1
Section 2: Media Centre | Bill No. 16: Electrical Installations |  |  |  | Tenderers are advised to study the specification before pricing the bill. |  |  |  |  | 1
Section 2: Media Centre | Bill No. 16: Electrical Installations |  |  |  | (Complete installation : Internal Electrical Installation) |  |  |  |  | 1
Section 2: Media Centre | Bill No. 16: Electrical Installations |  |  |  | SMALL POWER AND LIGHTING |  |  |  |  | 1
Section 2: Media Centre | Bill No. 16: Electrical Installations |  |  |  | Conduit and accessories as specified. Conduit placed in position for casting into concrete or screed, for building or chased into concrete or brickwork and for surface mounted in ceiling void including bending, threading, jointing, short lengths, draw boxes, couplings, bends, tees and saddles. |  |  |  |  | 1
Section 2: Media Centre | Bill No. 16: Electrical Installations |  | X |  | 20mm | m | 170 | 20 | 3400 | 1
Section 2: Media Centre | Bill No. 16: Electrical Installations |  | Y |  | 25mm | m | 400 | 22 | 8800 | 1
Section 2: Media Centre | Bill No. 16: Electrical Installations |  |  |  | Round conduit box as specified placed in position for casting into concrete, building or chased into brickwork or surface mounted including locknuts and bushes |  |  |  |  | 1
Section 2: Media Centre | Bill No. 16: Electrical Installations |  | Z |  | 60mm deep | No. | 4 | 24 | 96 | 1
Section 2: Media Centre | Bill No. 16: Electrical Installations |  |  |  | Wall boxes as specified placed in position for casting into concrete, building or chased into brickwork including locknuts and bushes |  |  |  |  | 1
Section 2: Media Centre | Bill No. 16: Electrical Installations |  |  |  | Where cavity walls or face brick walls are encountered tenderers must allow to install deep back to back (one end closed) wall boxes |  |  |  |  | 1
Section 2: Media Centre | Bill No. 16: Electrical Installations |  | AA |  | 100 x 50mm | No. | 3 | 20 | 60 | 1
Section 2: Media Centre | Bill No. 16: Electrical Installations |  | AB |  | 100 x 100mm | No. | 20 | 21 | 420 | 1
Section 2: Media Centre | Bill No. 16: Electrical Installations |  |  |  | Blank Boxes & Covers |  |  |  |  | 1
Section 2: Media Centre | Bill No. 16: Electrical Installations |  | AC |  | 100x100mm | No. | 1 | 27 | 27 | 1
Section 2: Media Centre | Bill No. 16: Electrical Installations |  |  |  | Conductors |  |  |  |  | 1
Section 2: Media Centre | Bill No. 16: Electrical Installations |  |  |  | 600/1000V grade PVC insulated stranded copper conductors drawn |  |  |  |  | 1
Section 2: Media Centre | Bill No. 16: Electrical Installations |  |  |  | into conduit |  |  |  |  | 1
Section 2: Media Centre | Bill No. 16: Electrical Installations |  | AD |  | 2,5mm² | m | 255 | 10 | 2550 | 1
Section 2: Media Centre | Bill No. 16: Electrical Installations |  | AE |  | 4,0mm² | m | 600 | 12 | 7200 | 1
Section 2: Media Centre | Bill No. 16: Electrical Installations |  | AF |  | 6,0mm² | m | 200 | 21.5 | 4300 | 1
Section 2: Media Centre | Bill No. 16: Electrical Installations |  |  |  | Bare stranded copper earth conductors drawn into conduits |  |  |  |  | 1
Section 2: Media Centre | Bill No. 16: Electrical Installations |  | AG |  | 2,5mm² | m | 1055 | 10 | 10550 | 1 | ABC Elec
Section 2: Media Centre | Bill No. 16: Electrical Installations |  |  |  | Appliances |  |  |  |  | 1
Section 2: Media Centre | Bill No. 16: Electrical Installations |  |  |  | Complete with cover plate fixed in flush boxes (boxes elsewhere measured) |  |  |  |  | 1
Section 2: Media Centre | Bill No. 16: Electrical Installations |  |  |  | Socket Outlets |  |  |  |  | 1
Section 2: Media Centre | Bill No. 16: Electrical Installations |  |  |  | Double 16 Ampere round 3-pin 250V grade |  |  |  |  | 1
Section 2: Media Centre | Bill No. 16: Electrical Installations |  | AH |  | Switched socket outlet | No. | 4 | 200 | 800 | 1
Section 2: Media Centre | Bill No. 16: Electrical Installations |  | AJ |  | Telephone point complete with boxes and covers on 100 x 100 box | No. | 0 |  |  | 1
Section 2: Media Centre | Bill No. 16: Electrical Installations |  | AK |  | Data point complete with boxes and covers on 100 x 100 box | No. | 0 |  |  | 1
Section 2: Media Centre | Bill No. 16: Electrical Installations |  | AL |  | Underfloor duct plug station (4) | No. |  |  |  | 1
Section 2: Media Centre | Bill No. 16: Electrical Installations |  | AM |  | 20A Isolators | No. |  |  | 0 | 1
Section 2: Media Centre | Bill No. 16: Electrical Installations |  | AN |  | 32A Isolators | No. | 3 | 352 | 1056 | 1
Section 2: Media Centre | Bill No. 16: Electrical Installations |  | AP |  | 60A Isolators | No. | 1 | 395 | 395 | 1
Section 2: Media Centre | Bill No. 16: Electrical Installations |  |  |  | Light Switches |  |  |  |  | 1
Section 2: Media Centre | Bill No. 16: Electrical Installations |  | AQ |  | 16 Ampere 250V grade single lever one way | No. | 19 | 165 | 3135 | 1
Section 2: Media Centre | Bill No. 16: Electrical Installations |  | AR |  | 16 Ampere 250V grade single lever two way | No. | 0 |  | 0 | 1
Section 2: Media Centre | Bill No. 16: Electrical Installations |  | AS |  | 16 Ampere 250V grade double lever one way | No. |  |  | 0 | 1
Section 2: Media Centre | Bill No. 16: Electrical Installations |  | AT |  | 17 Ampere 250V grade four lever one way | No. |  |  | 0 | 1
Section 2: Media Centre | Bill No. 16: Electrical Installations |  | AU |  | Galvanised draw wire (1.6mm) | m | 351.6667 | 4.2 | 1477 | 1
Section 2: Media Centre | Bill No. 16: Electrical Installations |  |  |  | APPLIANCES |  |  |  |  | 1
Section 2: Media Centre | Bill No. 16: Electrical Installations |  |  |  | Surface mounted appliance complete |  |  |  |  | 1
Section 2: Media Centre | Bill No. 16: Electrical Installations |  | AV |  | 16 Ampere photo cell in an empty luminaire | No. | 1 | 400 | 400 | 1
Section 2: Media Centre | Bill No. 16: Electrical Installations |  |  |  | LUMINAIRES |  |  |  |  | 1
Section 2: Media Centre | Bill No. 16: Electrical Installations |  |  |  | Installed and mounted to round boxes in brickwork or ceiling including |  |  |  |  | 1
Section 2: Media Centre | Bill No. 16: Electrical Installations |  |  |  | all fixings, brackets, supports, connectors, connections and lamps. |  |  |  |  | 1
Section 2: Media Centre | Bill No. 16: Electrical Installations |  |  |  | Type A |  |  |  |  | 1
Section 2: Media Centre | Bill No. 16: Electrical Installations |  | AW |  | 1200mm long 2 x 18W LED lamp Open channel switch start luminaire as per quality specification. | No. | 11 | 1050 | 11550 | 1
Section 2: Media Centre | Bill No. 16: Electrical Installations |  |  |  | Type C1 |  |  |  |  | 1
Section 2: Media Centre | Bill No. 16: Electrical Installations |  | AX |  | 1 x 9W LED lamp bulkhead fitting with high pressure die cast aluminium base and an opal non discoloring acrylic diffuser. IP 65 rated. White | No. | 0 |  | 0 | 1
Section 2: Media Centre | Bill No. 16: Electrical Installations |  |  |  | Type C2 |  |  |  |  | 1
Section 2: Media Centre | Bill No. 16: Electrical Installations |  | AY |  | 1 x 28W LED lamp decorative bulkhead fitting with aluminium base and an opal non discoloring acrylic diffuser. IP 65 rated, Black | No. | 8 | 1980 | 15840 | 1
Section 2: Media Centre | Bill No. 16: Electrical Installations |  |  |  | EARTHING INSTALLATION |  |  |  |  | 1
Section 2: Media Centre | Bill No. 16: Electrical Installations |  |  |  | Conduit : Prices include cutting, bending, threading, reaming bending, setting, joints, draw boxes, expansion joint boxes and installation materials. |  |  |  |  | 1
Section 2: Media Centre | Bill No. 16: Electrical Installations |  |  |  | Prices for concealed conduit shall be averaged for installation in any of the following situations: |  |  |  |  | 1
Section 2: Media Centre | Bill No. 16: Electrical Installations |  |  |  | a) cast in concrete |  |  |  |  | 1
Section 2: Media Centre | Bill No. 16: Electrical Installations |  |  |  | b) built in brickwork |  |  |  |  | 1
Section 2: Media Centre | Bill No. 16: Electrical Installations |  |  |  | c) chased in brickwork |  |  |  |  | 1
Section 2: Media Centre | Bill No. 16: Electrical Installations |  | AZ |  | Trenches | m | 2 | 110 | 220 | 1
Section 2: Media Centre | Bill No. 16: Electrical Installations |  | AAA |  | Imported material for trenches 0,5 m deep for 70 mm² bare stranded copper earth conductor : | m | 6 | 68 | 408 | 1
Section 2: Media Centre | Bill No. 16: Electrical Installations |  | AAB |  | a) Soft sifted soil | m3 | 2 | 30 | 60 | 1
Section 2: Media Centre | Bill No. 16: Electrical Installations |  |  |  | Conductors |  |  |  |  | 1
Section 2: Media Centre | Bill No. 16: Electrical Installations |  | AAC |  | 70mm² bare stranded copper ( From earth bar to Roof structure) | m | 10 | 218 | 2180 | 1
Section 2: Media Centre | Bill No. 16: Electrical Installations |  | AAD |  | 16mm² PVC insulated | m | 10 | 65 | 650 | 1
Section 2: Media Centre | Bill No. 16: Electrical Installations |  | AAE |  | 16mm² hard drawn aluminium | m | 10 | 55 | 550 | 1
Section 2: Media Centre | Bill No. 16: Electrical Installations |  | AAF |  | Supply and install Test terminals block with sliding lock in 100mmx100mm PVC box with cover, at bottom of each down conductor (450mm AFFL) complete with roll bolts. | no | 1 | 186 | 186 | 1
Section 2: Media Centre | Bill No. 16: Electrical Installations |  | AAG |  | 1,8 m Earth Rods | m | 1 | 780 | 780 | 1
Section 2: Media Centre | Bill No. 16: Electrical Installations |  | AAH |  | Cadwelds/Bolted connections | no | 2 | 150 | 300 | 1
Section 2: Media Centre | Bill No. 16: Electrical Installations |  | AAJ |  | 16mm² to roof structures (Connection to roof sheet, with lugs) | m | 2 | 55 | 110 | 1
Section 2: Media Centre | Bill No. 16: Electrical Installations |  | AAK |  | 70mm² to steel reinforcing | m | 10 | 238 | 2380 | 1
Section 2: Media Centre | Bill No. 16: Electrical Installations |  | AAL |  | 70mm² to earth rods | m | 10 | 238 | 2380 | 1
Section 2: Media Centre | Bill No. 16: Electrical Installations |  |  |  | Drilling |  |  |  |  | 1
Section 2: Media Centre | Bill No. 16: Electrical Installations |  | AAM |  | Drilling of 1,8m deep holes in solid rock | no | 1 | 1000 | 1000 | 1
Section 2: Media Centre | Bill No. 16: Electrical Installations |  |  |  | Accessories |  |  |  |  | 1
Section 2: Media Centre | Bill No. 16: Electrical Installations |  | AAN |  | 25mm x 5mm copper plated flat bar DB | no | 1 | 145 | 145 | 1
Section 2: Media Centre | Bill No. 16: Electrical Installations |  | AAP |  | Bonding strips for water pipe installations | no | 1 | 1800 | 1800 | 1
Section 2: Media Centre | Bill No. 16: Electrical Installations |  | AAQ |  | Testing to ensure that earthing are according to SABS specification, do all nessasary corrections to the existing installation in order to issue a new earthing and lightning certificate | no | 1 | 3500 | 3500 | 1
Section 2: Media Centre | Bill No. 16: Electrical Installations |  |  |  | TESTING AND COMMISSIONING |  |  |  |  | 1
Section 2: Media Centre | Bill No. 16: Electrical Installations |  | AAR |  | Testing and commission of the complete electrical installation including |  |  |  |  | 1
Section 2: Media Centre | Bill No. 16: Electrical Installations |  |  |  | DB CoC | Item | 1 | 5000 | 5000 | 1
Section 2: Media Centre | Bill No. 17: Provisional Sums |  |  |  | SECTION NO. 2 |  |  |  |  | 1
Section 2: Media Centre | Bill No. 17: Provisional Sums |  |  |  | LEPHADIMISHA - MEDIA CENTRE |  |  |  |  | 1
Section 2: Media Centre | Bill No. 17: Provisional Sums |  |  |  | BILL NO. 17 |  |  |  |  | 1
Section 2: Media Centre | Bill No. 17: Provisional Sums |  |  |  | PROVISIONAL SUM |  |  |  |  | 1
Section 2: Media Centre | Bill No. 17: Provisional Sums |  |  |  | NOTES |  |  |  |  | 1
Section 2: Media Centre | Bill No. 17: Provisional Sums |  |  |  | For preambles see "Model Preambles for Trades 2017" |  |  |  |  | 1
Section 2: Media Centre | Bill No. 17: Provisional Sums |  |  |  | FIRE EQUIPMENT |  |  |  |  | 1
Section 2: Media Centre | Bill No. 17: Provisional Sums |  | A |  | Allow a provisional sum of R10 000 (Ten Thousand Rand) for the supply and installation of fire equipment. | Item | 1 | 10000 | 10000 | 1
Section 2: Media Centre | Bill No. 17: Provisional Sums |  | B |  | Allow for attendance | % | 5% | 10000 | 500 | 1
Section 2: Media Centre | Bill No. 17: Provisional Sums |  | C |  | Allow for profit | % | 10% | 10000 | 1000 | 1
Section 2: Media Centre | Bill No. 17: Provisional Sums |  |  |  | SIGNAGE |  |  |  |  | 1
Section 2: Media Centre | Bill No. 17: Provisional Sums |  | D |  | Allow a sum of R 5 000 (Five Thousand Rands) for door letters and name plates including rectangular sign boards | Item | 1 | 5000 | 5000 | 1
Section 2: Media Centre | Bill No. 17: Provisional Sums |  | E |  | Allow for attendance | % | 5% | 5000 | 250 | 1
Section 2: Media Centre | Bill No. 17: Provisional Sums |  | F |  | Allow for profit | % | 10% | 5000 | 500 | 1
Section 2: Media Centre | Bill No. 17: Provisional Sums |  |  |  | LOOSE FURNITURE |  |  |  |  | 1
Section 2: Media Centre | Bill No. 17: Provisional Sums |  | G |  | Allow a sum of R 20 000 (Twenty Thousand Rands) for supply and delivery of loose furniture | Item | 1 | 20000 | 20000 | 1
Section 2: Media Centre | Bill No. 17: Provisional Sums |  | H |  | Allow for attendance | % | 5% | 20000 | 1000 | 1
Section 2: Media Centre | Bill No. 17: Provisional Sums |  | J |  | Allow for profit | % | 10% | 20000 | 2000 | 1
Section 3: Admin Block | Bill No. 1: Earthworks |  |  |  | SECTION NO. 3 |  |  |  |  | 1
Section 3: Admin Block | Bill No. 1: Earthworks |  |  |  | LEPHADIMISHA - ADMIN BLOCK |  |  |  |  | 1
Section 3: Admin Block | Bill No. 1: Earthworks |  |  |  | BILL NO. 1 |  |  |  |  | 1
Section 3: Admin Block | Bill No. 1: Earthworks |  |  | SANS 1200D | EARTHWORKS |  |  |  |  | 1
Section 3: Admin Block | Bill No. 1: Earthworks |  |  |  | NOTES |  |  |  |  | 1
Section 3: Admin Block | Bill No. 1: Earthworks |  |  |  | For preambles see "Model Preambles for Trades 2017" |  |  |  |  | 1
Section 3: Admin Block | Bill No. 1: Earthworks |  |  |  | SUPPLEMENTARY PREAMBLES |  |  |  |  | 1
Section 3: Admin Block | Bill No. 1: Earthworks |  |  |  | Nature of ground |  |  |  |  | 1
Section 3: Admin Block | Bill No. 1: Earthworks |  |  |  | Descriptions of excavations shall be deemed to include all ground conditions classifiable as "earth", and where conditions of a more difficult character are indicated, these are separately measured. |  |  |  |  | 1
Section 3: Admin Block | Bill No. 1: Earthworks |  |  | 8.3 | SCHEDULED ITEMS |  |  |  |  | 1
Section 3: Admin Block | Bill No. 1: Earthworks |  |  | 8.3.1 | Site preparation |  |  |  |  | 1
Section 3: Admin Block | Bill No. 1: Earthworks |  | A | 8.3.1.1 | Rip and scarify in-situ 150mm layer free of organic material and compact to 93% Mod AASHTO density | m2 | 459 | 25 | 11475 | 1
Section 3: Admin Block | Bill No. 1: Earthworks |  | B | 8.3.1.2 | Remove topsoil to nominal depth 150mm, stockpile and maintain | m2 | 459 | 50 | 22950 | 1
Section 3: Admin Block | Bill No. 1: Earthworks |  |  |  | EXCAVATION, FILLING, ETC |  |  |  |  | 1
Section 3: Admin Block | Bill No. 1: Earthworks |  |  | 8.3.3 | Restricted Excavation |  |  |  |  | 1
Section 3: Admin Block | Bill No. 1: Earthworks |  | C | 8.3.3.a.1) | Excavate for restricted footings in all materials | m3 | 201 | 75 | 15075 | 1
Section 3: Admin Block | Bill No. 1: Earthworks |  |  |  | Extra-over for |  |  |  |  | 1
Section 3: Admin Block | Bill No. 1: Earthworks |  | D | 8.3.3.b.1) | Intermediate excavation | m3 | 20.1 | 95 | 1909.5 | 1
Section 3: Admin Block | Bill No. 1: Earthworks |  | E | 8.3.3.b.2) | Hard rock excavation | m3 | 10.05 | 350 | 3517.5 | 1
Section 3: Admin Block | Bill No. 1: Earthworks |  |  | 8.3.4 | Importing of Material |  |  |  |  | 1
Section 3: Admin Block | Bill No. 1: Earthworks |  |  | 8.3.4.a) | Extra-over for importation of materials from commercial sources |  |  |  |  | 1
Section 3: Admin Block | Bill No. 1: Earthworks |  | F |  | G5 material compacted in 150mm thick layers to 95% MOD AASHTO density at 1% to 2% optimum moisture content under footing | m3 | 129 | 300 | 38700 | 1
Section 3: Admin Block | Bill No. 1: Earthworks |  | G |  | G5 Material in layers compacted to 95% Mod AASHTO density in layers not exceeding 150mm under surface bed | m3 | 272 | 300 | 81600 | 1
Section 3: Admin Block | Bill No. 1: Earthworks |  | H | 8.3.6 | Overhaul |  |  |  |  | 1
Section 3: Admin Block | Bill No. 1: Earthworks |  | J | 8.3.6.b) | Long overhaul in excess of 2km and within a 20km radius | m3.km | 2412 | 8 | 19296 | 1
Section 3: Admin Block | Bill No. 1: Earthworks |  |  |  | SOIL POISONING |  |  |  |  | 1
Section 3: Admin Block | Bill No. 1: Earthworks |  |  |  | Soil insecticide in accordance with SANS 5859 |  |  |  |  | 1
Section 3: Admin Block | Bill No. 1: Earthworks |  | K |  | Under floors etc. including forming and poisoning shallow furrows against foundation walls etc., filling in furrows and ramming | m2 | 678 | 35 | 23730 | 1
Section 3: Admin Block | Bill No. 2: Concrete (Structural) |  |  |  | SECTION NO. 3 |  |  |  |  | 1
Section 3: Admin Block | Bill No. 2: Concrete (Structural) |  |  |  | LEPHADIMISHA - ADMIN BLOCK |  |  |  |  | 1
Section 3: Admin Block | Bill No. 2: Concrete (Structural) |  |  |  | BILL NO. 2 |  |  |  |  | 1
Section 3: Admin Block | Bill No. 2: Concrete (Structural) |  |  | SANS 1200G | CONCRETE (STRUCTURAL) |  |  |  |  | 1
Section 3: Admin Block | Bill No. 2: Concrete (Structural) |  |  |  | NOTES |  |  |  |  | 1
Section 3: Admin Block | Bill No. 2: Concrete (Structural) |  |  |  | For preambles see "Model Preambles for Trades 2017" |  |  |  |  | 1
Section 3: Admin Block | Bill No. 2: Concrete (Structural) |  |  |  | SUPPLEMENTARY PREAMBLES |  |  |  |  | 1
Section 3: Admin Block | Bill No. 2: Concrete (Structural) |  |  |  | Cost of tests |  |  |  |  | 1
Section 3: Admin Block | Bill No. 2: Concrete (Structural) |  |  |  | The costs of making, storing and testing of concrete test cubes as required under clause 7 "Tests" of SANS 1200G shall include the cost of providing cube moulds necessary for the purpose, for testing costs and for submitting reports on the tests to the Supervisor. The testing shall be undertaken by an independent firm or institution nominated by the contractor to the approval of the Supervisor. (Test cubes are measured separately) |  |  |  |  | 1
Section 3: Admin Block | Bill No. 2: Concrete (Structural) |  |  |  | Formwork |  |  |  |  | 1
Section 3: Admin Block | Bill No. 2: Concrete (Structural) |  |  |  | Formwork to soffits of solids etc. shall be deemed to be slabs not exceeding 300mm thick unless otherwise described |  |  |  |  | 1
Section 3: Admin Block | Bill No. 2: Concrete (Structural) |  |  |  | Formwork to sides of bases, pile caps, ground beams, etc. will only be measured where it is prescribed by the engineer for design reasons. Formwork necessitated by irregularity or collapse of excavated faces will not be measured and the cost thereof shall be deemed to be included in the allowance for taking the risk of collapse of the sides of the excavations, provision for which is made in "Earthworks" |  |  |  |  | 1
Section 3: Admin Block | Bill No. 2: Concrete (Structural) |  |  |  | All H.D bolts, washers and nuts to be supplied by the contractor |  |  |  |  | 1
Section 3: Admin Block | Bill No. 2: Concrete (Structural) |  |  |  | Rates to include for sandblasting and galvanizing all bolts and metal work to applicable specification |  |  |  |  | 1
Section 3: Admin Block | Bill No. 2: Concrete (Structural) |  |  | 8.2 | FORMWORK (PROVISIONAL) |  |  |  |  | 1
Section 3: Admin Block | Bill No. 2: Concrete (Structural) |  |  | 8.2.1 | Rough formwork |  |  |  |  | 1
Section 3: Admin Block | Bill No. 2: Concrete (Structural) |  | A |  | To sides footing | m2 | 152 | 285 | 43320 | 1
Section 3: Admin Block | Bill No. 2: Concrete (Structural) |  |  | 8.3 | REINFORCEMENT (PROVISIONAL) |  |  |  |  | 1
Section 3: Admin Block | Bill No. 2: Concrete (Structural) |  |  | 8.3.1 | Steel Bars in Structural Steel |  |  |  |  | 1
Section 3: Admin Block | Bill No. 2: Concrete (Structural) |  |  | 8.3.1 | Steel Bars |  |  |  |  | 1
Section 3: Admin Block | Bill No. 2: Concrete (Structural) |  |  |  | High-tensile |  |  |  |  | 1
Section 3: Admin Block | Bill No. 2: Concrete (Structural) |  | B |  | Various Bars | t | 1.088 | 19500 | 21216 | 1
Section 3: Admin Block | Bill No. 2: Concrete (Structural) |  |  |  | Mild steel |  |  |  |  | 1
Section 3: Admin Block | Bill No. 2: Concrete (Structural) |  | C |  | Various Bars | t | 0.34 | 19500 | 6630 | 1
Section 3: Admin Block | Bill No. 2: Concrete (Structural) |  |  | 8.3.2 | High-tensile welded mesh |  |  |  |  | 1
Section 3: Admin Block | Bill No. 2: Concrete (Structural) |  | D |  | Ref 395 layer mesh in slab and surface bed | m2 | 320 | 145 | 46400 | 1
Section 3: Admin Block | Bill No. 2: Concrete (Structural) |  | E |  | Ref 395 layer mesh in veranda | m2 | 11 | 145 | 1595 | 1
Section 3: Admin Block | Bill No. 2: Concrete (Structural) |  | F |  | Ref 395 layer mesh in apron | m2 | 61 | 145 | 8845 | 1
Section 3: Admin Block | Bill No. 2: Concrete (Structural) |  |  | 8.4 | CONCRETE |  |  |  |  | 1
Section 3: Admin Block | Bill No. 2: Concrete (Structural) |  |  | 8.4.2 | 50mm Blinding Layer in 15MPa/19mm |  |  |  |  | 1
Section 3: Admin Block | Bill No. 2: Concrete (Structural) |  | G |  | Under footings and bases | m3 | 8 | 2000 | 16000 | 1
Section 3: Admin Block | Bill No. 2: Concrete (Structural) |  |  |  | Reinforced Concrete 25MPa/19mm |  |  |  |  | 1
Section 3: Admin Block | Bill No. 2: Concrete (Structural) |  | H |  | Slabs, including beams and inverted beams | m3 | 3 | 2200 | 6600 | 1
Section 3: Admin Block | Bill No. 2: Concrete (Structural) |  | J |  | In surface bed | m3 | 29 | 2200 | 63800 | 1
Section 3: Admin Block | Bill No. 2: Concrete (Structural) |  | K |  | In veranda | m3 | 2 | 2200 | 4400 | 1
Section 3: Admin Block | Bill No. 2: Concrete (Structural) |  | L |  | In footing | m3 | 35 | 2200 | 77000 | 1
Section 3: Admin Block | Bill No. 2: Concrete (Structural) |  | M |  | In apron | m3 | 12 | 2200 | 26400 | 1
Section 3: Admin Block | Bill No. 2: Concrete (Structural) |  |  |  | Test Cubes |  |  |  |  | 1
Section 3: Admin Block | Bill No. 2: Concrete (Structural) |  | N |  | Making and testing 150 x 150 x 150mm concrete strength test cube. (Provisional) | No | 40 | 650 | 26000 | 1
Section 3: Admin Block | Bill No. 2: Concrete (Structural) |  |  | 8.4.4 | Unformed Surface Finishes |  |  |  |  | 1
Section 3: Admin Block | Bill No. 2: Concrete (Structural) |  |  | 8.4.4.c) | Wooden-floated finish |  |  |  |  | 1
Section 3: Admin Block | Bill No. 2: Concrete (Structural) |  | P |  | Top of surface bed | m2 | 290 | 15 | 4350 | 1
Section 3: Admin Block | Bill No. 2: Concrete (Structural) |  | Q |  | Top of veranda | m2 | 10 | 15 | 150 | 1
Section 3: Admin Block | Bill No. 2: Concrete (Structural) |  | R |  | Top Apron | m2 | 78 | 15 | 1170 | 1
Section 3: Admin Block | Bill No. 2: Concrete (Structural) |  |  | 8.5 | Movement Joints, Etc. |  |  |  |  | 1
Section 3: Admin Block | Bill No. 2: Concrete (Structural) |  | S |  | 10mm expansion joints in concrete slab with 10mm Jointex. Once the concrete is set rake out the top 10mm of Jointex and seal with approved polysulphide or similar joint sealant. | m | 58 | 95 | 5510 | 1
Section 3: Admin Block | Bill No. 2: Concrete (Structural) |  | T |  | Expansion joints with 10mm bitumen impregnated softboard or closed cell expanded polyethylene between vertical concrete and brick surfaces | m | 58 | 95 | 5510 | 1
Section 3: Admin Block | Bill No. 3: Masonry |  |  |  | SECTION NO. 3 |  |  |  |  | 1
Section 3: Admin Block | Bill No. 3: Masonry |  |  |  | LEPHADIMISHA - ADMIN BLOCK |  |  |  |  | 1
Section 3: Admin Block | Bill No. 3: Masonry |  |  |  | BILL NO. 3 |  |  |  |  | 1
Section 3: Admin Block | Bill No. 3: Masonry |  |  |  | MASONRY |  |  |  |  | 1
Section 3: Admin Block | Bill No. 3: Masonry |  |  |  | NOTES |  |  |  |  | 1
Section 3: Admin Block | Bill No. 3: Masonry |  |  |  | For preambles see "Model Preambles for Trades 2017" |  |  |  |  | 1
Section 3: Admin Block | Bill No. 3: Masonry |  |  |  | SUPPLEMENTARY PREAMBLES |  |  |  |  | 1
Section 3: Admin Block | Bill No. 3: Masonry |  |  |  | Where sizes in descriptions are given in brick units, "one brick" shall represent the length and "half brick the width of the brick |  |  |  |  | 1
Section 3: Admin Block | Bill No. 3: Masonry |  |  |  | Face bricks |  |  |  |  | 1
Section 3: Admin Block | Bill No. 3: Masonry |  |  |  | Bricks shall be ordered timeously to obtain uniformity in size and colour |  |  |  |  | 1
Section 3: Admin Block | Bill No. 3: Masonry |  |  |  | Pointing |  |  |  |  | 1
Section 3: Admin Block | Bill No. 3: Masonry |  |  |  | Descriptions of recessed pointing to fair face brickwork and face brickwork shall be deemed to include square recessed, hollow recessed, weathered pointing, etc. |  |  |  |  | 1
Section 3: Admin Block | Bill No. 3: Masonry |  |  |  | Reinforced brick lintels |  |  |  |  | 1
Section 3: Admin Block | Bill No. 3: Masonry |  |  |  | Lintels shall bear at least 160mm onto adjacent walling. Where such bearing cannot be obtained due to the proximity of adjacent openings the lintel shall be continuous |  |  |  |  | 1
Section 3: Admin Block | Bill No. 3: Masonry |  |  |  | BRICKWORK |  |  |  |  | 1
Section 3: Admin Block | Bill No. 3: Masonry |  |  |  | FOUNDATION |  |  |  |  | 1
Section 3: Admin Block | Bill No. 3: Masonry |  |  |  | Brickwork of NFP bricks in class II mortar |  |  |  |  | 1
Section 3: Admin Block | Bill No. 3: Masonry |  | A |  | Pier brick wall | m3 | 1 | 295 | 295 | 1
Section 3: Admin Block | Bill No. 3: Masonry |  | B |  | One brick wall | m2 | 39 | 295 | 11505 | 1
Section 3: Admin Block | Bill No. 3: Masonry |  | C |  | Half brick wall | m2 | 14 | 245 | 3430 | 1
Section 3: Admin Block | Bill No. 3: Masonry |  | D |  | 300mm Hollow walls of two half brick skins with cavities filled in with and including reinforced 15MPa/20mm concrete | m2 | 11 | 450 | 4950 | 1
Section 3: Admin Block | Bill No. 3: Masonry |  |  |  | SUPERSTRUCTURE |  |  |  |  | 1
Section 3: Admin Block | Bill No. 3: Masonry |  |  |  | Brickwork of NFP bricks in class II mortar |  |  |  |  | 1
Section 3: Admin Block | Bill No. 3: Masonry |  | E |  | Pier brick wall | m3 | 5 | 295 | 1475 | 1
Section 3: Admin Block | Bill No. 3: Masonry |  | F |  | One brick wall | m2 | 339 | 285 | 96615 | 1
Section 3: Admin Block | Bill No. 3: Masonry |  | G |  | One brick walls in beamfilling | m2 | 29 | 285 | 8265 | 1
Section 3: Admin Block | Bill No. 3: Masonry |  | H |  | Half brick wall | m2 | 153 | 245 | 37485 | 1
Section 3: Admin Block | Bill No. 3: Masonry |  | J |  | 300mm Hollow walls of two half brick skins with cavities filled in with and including reinforced 15MPa/20mm concrete | m2 | 40 | 450 | 18000 | 1
Section 3: Admin Block | Bill No. 3: Masonry |  |  |  | Brick-on-edge header course copings, sills, face bricks pointed with recessed joints on all exposed faces |  |  |  |  | 1
Section 3: Admin Block | Bill No. 3: Masonry |  | K |  | Window sills | m | 68 | 95 | 6460 | 1
Section 3: Admin Block | Bill No. 3: Masonry |  |  |  | Prestressed fabricated concrete lintels including necessary temporary supports |  |  |  |  | 1
Section 3: Admin Block | Bill No. 3: Masonry |  | L |  | 110 x 75mm Standard precast concrete lintels to openings in brickwork not exceeding 2000mm In width, minimum bearing distance to be 115mm | m | 68 | 95 | 6460 | 1
Section 3: Admin Block | Bill No. 3: Masonry |  |  |  | Turning pieces |  |  |  |  | 1
Section 3: Admin Block | Bill No. 3: Masonry |  | M |  | 230mm Wide turning piece to lintels, etc. | m | 108 | 50 | 5400 | 1
Section 3: Admin Block | Bill No. 3: Masonry |  |  |  | FACE BRICKWORK |  |  |  |  | 1
Section 3: Admin Block | Bill No. 3: Masonry |  |  |  | User note |  |  |  |  | 1
Section 3: Admin Block | Bill No. 3: Masonry |  |  |  | Face bricks pointed with recessed horizontal and vertical joints |  |  |  |  | 1
Section 3: Admin Block | Bill No. 3: Masonry |  | N |  | Extra over pier for face brickwork | m2 | 23 | 550 | 12650 | 1
Section 3: Admin Block | Bill No. 3: Masonry |  | P |  | Extra over brickwork for face brickwork | m2 | 226 | 550 | 124300 | 1
Section 3: Admin Block | Bill No. 3: Masonry |  | Q |  | Brick on edge for face brickwork | m | 53 | 285 | 15105 | 1
Section 3: Admin Block | Bill No. 3: Masonry |  |  |  | SUNDRIES |  |  |  |  | 1
Section 3: Admin Block | Bill No. 3: Masonry |  |  |  | Brickwork reinforcement |  |  |  |  | 1
Section 3: Admin Block | Bill No. 3: Masonry |  | R |  | 75mm Wide brick reinforcement | m | 387 | 10 | 3870 | 1
Section 3: Admin Block | Bill No. 3: Masonry |  | S |  | 150mm Wide brick reinforcement | m | 2276 | 15 | 34140 | 1
Section 3: Admin Block | Bill No. 3: Masonry |  | T |  | 230mm Wide brick reinforcement | m | 200 | 15 | 3000 | 1
Section 3: Admin Block | Bill No. 4: Waterproofing |  |  |  | SECTION NO. 3 |  |  |  |  | 1
Section 3: Admin Block | Bill No. 4: Waterproofing |  |  |  | LEPHADIMISHA - ADMIN BLOCK |  |  |  |  | 1
Section 3: Admin Block | Bill No. 4: Waterproofing |  |  |  | BILL NO. 4 |  |  |  |  | 1
Section 3: Admin Block | Bill No. 4: Waterproofing |  |  |  | WATERPROOFING |  |  |  |  | 1
Section 3: Admin Block | Bill No. 4: Waterproofing |  |  |  | NOTES |  |  |  |  | 1
Section 3: Admin Block | Bill No. 4: Waterproofing |  |  |  | For preambles see "Model Preambles for Trades 2017" |  |  |  |  | 1
Section 3: Admin Block | Bill No. 4: Waterproofing |  |  |  | SUPPLEMENTARY PREAMBLES |  |  |  |  | 1
Section 3: Admin Block | Bill No. 4: Waterproofing |  |  |  | Waterproofing of roofs, basements, etc. shall be laid under a ten year guarantee. Waterproofing to roofs shall be laid to even falls to outlets etc. with necessary ridges, hips and valleys. Descriptions of sheet or membrane waterproofing shall be deemed to include additional labour to turn-ups and turn-downs. |  |  |  |  | 1
Section 3: Admin Block | Bill No. 4: Waterproofing |  |  |  | All the components to be cleaned and surveyed for defects and cracks, etc. before the application /installation of any form of water proofing. |  |  |  |  | 1
Section 3: Admin Block | Bill No. 4: Waterproofing |  |  |  | DAMPPROOFING OF WALLS AND FLOORS |  |  |  |  | 1
Section 3: Admin Block | Bill No. 4: Waterproofing |  |  |  | One layer of 375 Micron Consol Plastics Brikgrip DPC embossed damp proof course |  |  |  |  | 1
Section 3: Admin Block | Bill No. 4: Waterproofing |  | A |  | In walls | m2 | 173 | 65 | 11245 | 1
Section 3: Admin Block | Bill No. 4: Waterproofing |  |  |  | One layer of 250 Micron "Plastall Gunplas USB Green" waterproof sheeting Type C, sealed at laps with "Gunplas Pressure Sensitive Tape" |  |  |  |  | 1
Section 3: Admin Block | Bill No. 4: Waterproofing |  | B |  | To floors | m2 | 295 | 65 | 19175 | 1
Section 3: Admin Block | Bill No. 4: Waterproofing |  | C |  | To apron | m2 | 78 | 65 | 5070 | 1
Section 3: Admin Block | Bill No. 5: Roof Covering and Cladding |  |  |  | SECTION NO. 3 |  |  |  |  | 1
Section 3: Admin Block | Bill No. 5: Roof Covering and Cladding |  |  |  | LEPHADIMISHA - ADMIN BLOCK |  |  |  |  | 1
Section 3: Admin Block | Bill No. 5: Roof Covering and Cladding |  |  |  | BILL NO. 5 |  |  |  |  | 1
Section 3: Admin Block | Bill No. 5: Roof Covering and Cladding |  |  |  | ROOF COVERING AND CLADDING ETC |  |  |  |  | 1
Section 3: Admin Block | Bill No. 5: Roof Covering and Cladding |  |  |  | NOTES |  |  |  |  | 1
Section 3: Admin Block | Bill No. 5: Roof Covering and Cladding |  |  |  | For preambles see "Model Preambles for Trades 2017" |  |  |  |  | 1
Section 3: Admin Block | Bill No. 5: Roof Covering and Cladding |  |  |  | 0,6mm IBR ROOF SHEETING. |  |  |  |  | 1
Section 3: Admin Block | Bill No. 5: Roof Covering and Cladding |  | A |  | Roof covering with pitched new canopies exceeding 15 degrees | m2 | 295 | 395 | 116525 | 1
Section 3: Admin Block | Bill No. 5: Roof Covering and Cladding |  |  |  | ROOF INSULATION |  |  |  |  | 1
Section 3: Admin Block | Bill No. 5: Roof Covering and Cladding |  | B |  | 75mm insulation on straining wires, as per manufacturer's specification | m2 | 295 | 145 | 42775 | 1
Section 3: Admin Block | Bill No. 5: Roof Covering and Cladding |  |  |  | Supply and install ancillaries |  |  |  |  | 1
Section 3: Admin Block | Bill No. 5: Roof Covering and Cladding |  | C |  | Extra over for ridge cap | m | 74 | 185 | 13690 | 1
Section 3: Admin Block | Bill No. 6: Capentry and Joinery |  |  |  | SECTION NO. 3 |  |  |  |  | 1
Section 3: Admin Block | Bill No. 6: Capentry and Joinery |  |  |  | LEPHADIMISHA - ADMIN BLOCK |  |  |  |  | 1
Section 3: Admin Block | Bill No. 6: Capentry and Joinery |  |  |  | BILL NO. 6 |  |  |  |  | 1
Section 3: Admin Block | Bill No. 6: Capentry and Joinery |  |  |  | CARPENTRY AND JOINERY |  |  |  |  | 1
Section 3: Admin Block | Bill No. 6: Capentry and Joinery |  |  |  | NOTES |  |  |  |  | 1
Section 3: Admin Block | Bill No. 6: Capentry and Joinery |  |  |  | For preambles see "Model Preambles for Trades 2017" |  |  |  |  | 1
Section 3: Admin Block | Bill No. 6: Capentry and Joinery |  |  |  | SUPPLEMENTARY PREAMBLES |  |  |  |  | 1
Section 3: Admin Block | Bill No. 6: Capentry and Joinery |  |  |  | Fixing |  |  |  |  | 1
Section 3: Admin Block | Bill No. 6: Capentry and Joinery |  |  |  | Items described as "nailed" shall be deemed to be fixed with hardened steel nails or pins, or to be shot-pinned, to brickwork or concrete |  |  |  |  | 1
Section 3: Admin Block | Bill No. 6: Capentry and Joinery |  |  |  | Items described as "plugged" shall be deemed to include screwing to fibre, plastic or metal plugs at not exceeding 500mm centres, and where described as "bolted", the bolts have been given elsewhere |  |  |  |  | 1
Section 3: Admin Block | Bill No. 6: Capentry and Joinery |  |  |  | Joinery |  |  |  |  | 1
Section 3: Admin Block | Bill No. 6: Capentry and Joinery |  |  |  | Descriptions of frames shall be deemed to include frames, transoms, rails, etc. |  |  |  |  | 1
Section 3: Admin Block | Bill No. 6: Capentry and Joinery |  |  |  | Descriptions of hardwood joinery shall be deemed to include sinking and pelleting heads and nuts of bolts |  |  |  |  | 1
Section 3: Admin Block | Bill No. 6: Capentry and Joinery |  |  |  | Decorative thermosetting plastic laminate covering |  |  |  |  | 1
Section 3: Admin Block | Bill No. 6: Capentry and Joinery |  |  |  | Laminate covering shall be glued under pressure and edge strips of same shall be butt jointed at junctions with adjacent similar finish |  |  |  |  | 1
Section 3: Admin Block | Bill No. 6: Capentry and Joinery |  |  |  | Dimensions in descriptions of trusses are nominal and actual measurements are to be obtained from the architect/engineer and/or taken on site before design or fabrication commences |  |  |  |  | 1
Section 3: Admin Block | Bill No. 6: Capentry and Joinery |  |  |  | EAVES, VERGES, ETC |  |  |  |  | 1
Section 3: Admin Block | Bill No. 6: Capentry and Joinery |  |  |  | Fibre-cement fascia boards, screw fixed to truss ends & countersunk brass screw. |  |  |  |  | 1
Section 3: Admin Block | Bill No. 6: Capentry and Joinery |  | A |  | 250x10mm thick FC77 pressed fibre cement Fascias and barge boards | m | 106 | 75 | 7950 | 1
Section 3: Admin Block | Bill No. 6: Capentry and Joinery |  |  |  | DOORS, FRAMES ETC |  |  |  |  | 1
Section 3: Admin Block | Bill No. 6: Capentry and Joinery |  |  |  | Wooden Doors |  |  |  |  | 1
Section 3: Admin Block | Bill No. 6: Capentry and Joinery |  | B |  | Size 1612 x 2032 x 44mm thick solid timber door with concealed hardwood edges and Masonite finish to both sides. external quality (T01) | No | 2 | 2000 | 4000 | 1
Section 3: Admin Block | Bill No. 6: Capentry and Joinery |  | C |  | Size 813 x 2032 x 44mm thick solid timber door with concealed hardwood edges and Masonite finish to both sides (TO2) | No | 13 | 2000 | 26000 | 1
Section 3: Admin Block | Bill No. 6: Capentry and Joinery |  | D |  | Size 813 x 2032 x 44mm thick solid timber door with concealed hardwood edges and Masonite finish to both sides (TO3) | No | 1 | 2000 | 2000 | 1
Section 3: Admin Block | Bill No. 6: Capentry and Joinery |  |  |  | SKIRTING |  |  |  |  | 1
Section 3: Admin Block | Bill No. 6: Capentry and Joinery |  |  |  | MERANTI SKIRTING: |  |  |  |  | 1
Section 3: Admin Block | Bill No. 6: Capentry and Joinery |  | E |  | 69mm x 19mm selected wrot Meranti skirting, slightly rounded on top leading edge and ploughed on rear face, needle steel nailed to walls at 600mm centres. The skirting is to have splayed header joints and mitred angles. Finish skirting with 25 x 25 mm selected wrot Meranti quarter round, needle steel nailed to wall through skirting @ 600mm centres. | m | 345 | 75 | 25875 | 1
Section 3: Admin Block | Bill No. 6: Capentry and Joinery |  |  |  | Carpentry and joinery fittings, supplied and installed complete |  |  |  |  | 1
Section 3: Admin Block | Bill No. 6: Capentry and Joinery |  | F |  | Installation of carpentry and joinery fittings. Supply and installation of kitchen and sink cupboards complete. | Item | 1 | 45000 | 45000 | 1
Section 3: Admin Block | Bill No. 7: Ceilings and Partitions |  |  |  | SECTION NO. 3 |  |  |  |  | 1
Section 3: Admin Block | Bill No. 7: Ceilings and Partitions |  |  |  | LEPHADIMISHA - ADMIN BLOCK |  |  |  |  | 1
Section 3: Admin Block | Bill No. 7: Ceilings and Partitions |  |  |  | BILL NO. 7 |  |  |  |  | 1
Section 3: Admin Block | Bill No. 7: Ceilings and Partitions |  |  |  | CEILINGS AND PARTITIONS |  |  |  |  | 1
Section 3: Admin Block | Bill No. 7: Ceilings and Partitions |  |  |  | NOTES |  |  |  |  | 1
Section 3: Admin Block | Bill No. 7: Ceilings and Partitions |  |  |  | For preambles see "Model Preambles for Trades 2017" |  |  |  |  | 1
Section 3: Admin Block | Bill No. 7: Ceilings and Partitions |  |  |  | SUPPLEMENTARY PREAMBLES |  |  |  |  | 1
Section 3: Admin Block | Bill No. 7: Ceilings and Partitions |  |  |  | Fixing |  |  |  |  | 1
Section 3: Admin Block | Bill No. 7: Ceilings and Partitions |  |  |  | Items described as "nailed" shall be deemed to be fixed with hardened steel nails or pins, or to be shot-pinned, to brickwork or concrete |  |  |  |  | 1
Section 3: Admin Block | Bill No. 7: Ceilings and Partitions |  |  |  | Items described as "plugged" shall be deemed to include screwing to fibre, plastic or metal plugs at not exceeding 500mm centres, and where described as "bolted", the bolts have been given elsewhere |  |  |  |  | 1
Section 3: Admin Block | Bill No. 7: Ceilings and Partitions |  |  |  | Ceilings |  |  |  |  | 1
Section 3: Admin Block | Bill No. 7: Ceilings and Partitions |  |  |  | Unless otherwise described ceilings shall be deemed to be horizontal |  |  |  |  | 1
Section 3: Admin Block | Bill No. 7: Ceilings and Partitions |  |  |  | Electrical light fittings, diffusers, panels etc are generally "lay-in" units of the same dimensions as the suspension grid described and allowance must be made in the rates accordingly for their support inclusive of any flexibility in setting out that may be required (ceiling panels have not been deducted and pricing is to take cognisance thereof) |  |  |  |  | 1
Section 3: Admin Block | Bill No. 7: Ceilings and Partitions |  |  |  | Steel components |  |  |  |  | 1
Section 3: Admin Block | Bill No. 7: Ceilings and Partitions |  |  |  | All steel components for ceilings, partitions, etc. are to be galvanised in accordance with SANS 121 |  |  |  |  | 1
Section 3: Admin Block | Bill No. 7: Ceilings and Partitions |  |  |  | NAILED UP CEILINGS |  |  |  |  | 1
Section 3: Admin Block | Bill No. 7: Ceilings and Partitions |  |  |  | 6mm Gypsum ceiling Board fixed to 38x38mm SAP battens. |  |  |  |  | 1
Section 3: Admin Block | Bill No. 7: Ceilings and Partitions |  | A |  | Ceilings including as pine brandering at 500mm centres in both directions, | m2 | 295 | 185 | 54575 | 1
Section 3: Admin Block | Bill No. 7: Ceilings and Partitions |  | B |  | Extra over ceiling for 600 x 600mm trap door | No | 4 | 500 | 2000 | 1
Section 3: Admin Block | Bill No. 7: Ceilings and Partitions |  |  |  | CORNICES |  |  |  |  | 1
Section 3: Admin Block | Bill No. 7: Ceilings and Partitions |  | C |  | 75mm Gypsum coved cornice nailed to wall and ceiling. | m | 345 | 75 | 25875 | 1
Section 3: Admin Block | Bill No. 7: Ceilings and Partitions |  |  |  | INSULATION |  |  |  |  | 1
Section 3: Admin Block | Bill No. 7: Ceilings and Partitions |  |  |  | Non-combustible fibreglass insulation of a density of not less than 10kg/m3 bonded with an inert thermo-setting resin |  |  |  |  | 1
Section 3: Admin Block | Bill No. 7: Ceilings and Partitions |  | D |  | Aerolite Pink 50mm | m2 | 295 | 150 | 44250 | 1
Section 3: Admin Block | Bill No. 8: Floor Coverings |  |  |  | SECTION NO. 3 |  |  |  |  | 1
Section 3: Admin Block | Bill No. 8: Floor Coverings |  |  |  | LEPHADIMISHA - ADMIN BLOCK |  |  |  |  | 1
Section 3: Admin Block | Bill No. 8: Floor Coverings |  |  |  | BILL NO. 8 |  |  |  |  | 1
Section 3: Admin Block | Bill No. 8: Floor Coverings |  |  |  | FLOOR COVERINGS |  |  |  |  | 1
Section 3: Admin Block | Bill No. 8: Floor Coverings |  |  |  | NOTES |  |  |  |  | 1
Section 3: Admin Block | Bill No. 8: Floor Coverings |  |  |  | For preambles see "Model Preambles for Trades 2017" |  |  |  |  | 1
Section 3: Admin Block | Bill No. 8: Floor Coverings |  |  |  | SUPPLEMENTARY PREAMBLES |  |  |  |  | 1
Section 3: Admin Block | Bill No. 8: Floor Coverings |  |  |  | Proprietary Products In Descriptions Proprietary products shall be deemed to include the statement "or similarly approved" in the description specified. Substitute products of similar quality and specification may be used with prior approval by the Principal Agent. |  |  |  |  | 1
Section 3: Admin Block | Bill No. 8: Floor Coverings |  |  |  | VINYL SHEET |  |  |  |  | 1
Section 3: Admin Block | Bill No. 8: Floor Coverings |  |  |  | FloorworX Superflex fully flexible vinyl floor sheeting 1,2m wide x 2mm thick x 15m long (Subfloor measured elsewhere) |  |  |  |  | 1
Section 3: Admin Block | Bill No. 8: Floor Coverings |  | A |  | On floors | m2 | 290 | 400 | 116000 | 1
Section 3: Admin Block | Bill No. 8: Floor Coverings |  |  |  | POLISH, SEALERS, ETC |  |  |  |  | 1
Section 3: Admin Block | Bill No. 8: Floor Coverings |  | B |  | Two coats wax polish on vinly floors | m2 | 290 | 30 | 8700 | 1
Section 3: Admin Block | Bill No. 9: Ironmongery |  |  |  | SECTION NO. 3 |  |  |  |  | 1
Section 3: Admin Block | Bill No. 9: Ironmongery |  |  |  | LEPHADIMISHA - ADMIN BLOCK |  |  |  |  | 1
Section 3: Admin Block | Bill No. 9: Ironmongery |  |  |  | BILL NO. 9 |  |  |  |  | 1
Section 3: Admin Block | Bill No. 9: Ironmongery |  |  |  | IRONMONGERY |  |  |  |  | 1
Section 3: Admin Block | Bill No. 9: Ironmongery |  |  |  | NOTES |  |  |  |  | 1
Section 3: Admin Block | Bill No. 9: Ironmongery |  |  |  | For preambles see "Model Preambles for Trades 2017" |  |  |  |  | 1
Section 3: Admin Block | Bill No. 9: Ironmongery |  |  |  | HINGES, BOLTS, ETC |  |  |  |  | 1
Section 3: Admin Block | Bill No. 9: Ironmongery |  | A |  | 100 x 75mm Aluminium hinge with stainless steel washers | No | 36 | 200 | 7200 | 1
Section 3: Admin Block | Bill No. 9: Ironmongery |  | B |  | 150mm Chromium plated barrel bolt | No | 36 | 200 | 7200 | 1
Section 3: Admin Block | Bill No. 9: Ironmongery |  |  |  | DOOR LOCKSETS, HANDLES etc. |  |  |  |  | 1
Section 3: Admin Block | Bill No. 9: Ironmongery |  | C |  | 3 lever mortice lock or similar approved | No | 18 | 500 | 9000 | 1
Section 3: Admin Block | Bill No. 9: Ironmongery |  | D |  | 75 x 150mm anodised aluminium pull door handles with back plates | No | 18 | 500 | 9000 | 1
Section 3: Admin Block | Bill No. 9: Ironmongery |  | E |  | 90 x 150mm anodised aluminium pull door handles with back plates. | No | 16 | 500 | 8000 | 1
Section 3: Admin Block | Bill No. 9: Ironmongery |  |  |  | PUSH PLATES AND KICKING PLATES |  |  |  |  | 1
Section 3: Admin Block | Bill No. 9: Ironmongery |  | F |  | 079/160 160 x 160 x 1.6mm push plate SS | No | 18 | 850 | 15300 | 1
Section 3: Admin Block | Bill No. 9: Ironmongery |  | G |  | SS5089-650W. Kick plate 813mm x 900mm high | No | 18 | 850 | 15300 | 1
Section 3: Admin Block | Bill No. 9: Ironmongery |  |  |  | DOOR CLOSERS |  |  |  |  | 1
Section 3: Admin Block | Bill No. 9: Ironmongery |  | H |  | Code AB4370ESR door closer (390 x 84 x 225mm) Yale Hydraulic Door Closer - Silver) | No | 8 | 4500 | 36000 | 1
Section 3: Admin Block | Bill No. 9: Ironmongery |  |  |  | DOOR STOP |  |  |  |  | 1
Section 3: Admin Block | Bill No. 9: Ironmongery |  | J |  | Half Moon Satin Nickel Door Stopper | No | 18 | 100 | 1800 | 1
Section 3: Admin Block | Bill No. 9: Ironmongery |  |  |  | FILING CABINETS |  |  |  |  | 1
Section 3: Admin Block | Bill No. 9: Ironmongery |  |  |  | Locker Logistic filing cabinet with locking mechanism powder coated finish, installed strictly to manufacturer's specifications |  |  |  |  | 1
Section 3: Admin Block | Bill No. 9: Ironmongery |  | K |  | FC-4 four drawer filing cabinet | No | 0 | 8500 | 0 | 1
Section 3: Admin Block | Bill No. 9: Ironmongery |  |  |  | PINNING BOARDS, WRITING BOARDS, PROJECTION SCREENS, ETC |  |  |  |  | 1
Section 3: Admin Block | Bill No. 9: Ironmongery |  |  |  | Parrots |  |  |  |  | 1
Section 3: Admin Block | Bill No. 9: Ironmongery |  | L |  | Pinning board 2400 x 1200mm high | No | 6 | 4590 | 27540 | 1
Section 3: Admin Block | Bill No. 10: Structural Steelwork |  |  |  | SECTION NO. 3 |  |  |  |  | 1
Section 3: Admin Block | Bill No. 10: Structural Steelwork |  |  |  | LEPHADIMISHA - ADMIN BLOCK |  |  |  |  | 1
Section 3: Admin Block | Bill No. 10: Structural Steelwork |  |  |  | BILL NO. 10 |  |  |  |  | 1
Section 3: Admin Block | Bill No. 10: Structural Steelwork |  |  |  | STRUCTURAL STEELWORK |  |  |  |  | 1
Section 3: Admin Block | Bill No. 10: Structural Steelwork |  |  |  | NOTES |  |  |  |  | 1
Section 3: Admin Block | Bill No. 10: Structural Steelwork |  |  |  | For preambles see "Model Preambles for Trades 2017" |  |  |  |  | 1
Section 3: Admin Block | Bill No. 10: Structural Steelwork |  |  |  | SUPPLEMENTARY PREAMBLES |  |  |  |  | 1
Section 3: Admin Block | Bill No. 10: Structural Steelwork |  |  |  | Erection shall include site transportation and handling to point of assembly. Supply includes delivery to site |  |  |  |  | 1
Section 3: Admin Block | Bill No. 10: Structural Steelwork |  |  |  | All steelwork shall be hot dip galvanised |  |  |  |  | 1
Section 3: Admin Block | Bill No. 10: Structural Steelwork |  |  |  | Where materials are not covered by Anglo Specifications included in the Works Information they shall be supplied to SANS 1431 Gr 300WA and Rolled section shall be supplied to Gr 350WA |  |  |  |  | 1
Section 3: Admin Block | Bill No. 10: Structural Steelwork |  |  |  | Structural Steelwork |  |  |  |  | 1
Section 3: Admin Block | Bill No. 10: Structural Steelwork |  | A |  | Roof covering an area of 295 meter squared with an overhang of 600mm to have light weight steel trusses and purlins, Bracing strap, screws for truss and screws for fixing purlins | m2 | 295 | 665 | 196175 | 1
Section 3: Admin Block | Bill No. 11: Metalwork |  |  |  | SECTION NO. 3 |  |  |  |  | 1
Section 3: Admin Block | Bill No. 11: Metalwork |  |  |  | LEPHADIMISHA - ADMIN BLOCK |  |  |  |  | 1
Section 3: Admin Block | Bill No. 11: Metalwork |  |  |  | BILL NO. 11 |  |  |  |  | 1
Section 3: Admin Block | Bill No. 11: Metalwork |  |  |  | METALWORK |  |  |  |  | 1
Section 3: Admin Block | Bill No. 11: Metalwork |  |  |  | NOTES |  |  |  |  | 1
Section 3: Admin Block | Bill No. 11: Metalwork |  |  |  | For preambles see "Model Preambles for Trades 2017" |  |  |  |  | 1
Section 3: Admin Block | Bill No. 11: Metalwork |  |  |  | SUPPLEMENTARY PREAMBLES |  |  |  |  | 1
Section 3: Admin Block | Bill No. 11: Metalwork |  |  |  | Descriptions of bolts shall be deemed to include nuts and washers |  |  |  |  | 1
Section 3: Admin Block | Bill No. 11: Metalwork |  |  |  | Descriptions of expansion anchors and bolts and chemical anchors and bolts shall be deemed to include nuts, washers and mortices in brickwork or concrete |  |  |  |  | 1
Section 3: Admin Block | Bill No. 11: Metalwork |  |  |  | Metalwork described as "holed for bolt(s)" shall be deemed to exclude the bolts unless otherwise described |  |  |  |  | 1
Section 3: Admin Block | Bill No. 11: Metalwork |  |  |  | DOORS, WINDOWS, CURTAIN WALLING, SHOPFRONTS, ETC |  |  |  |  | 1
Section 3: Admin Block | Bill No. 11: Metalwork |  |  |  | PRESSED STEEL DOOR FRAMES (1,2mm rebated) |  |  |  |  | 1
Section 3: Admin Block | Bill No. 11: Metalwork |  |  |  | Supply and install complete rebated frames suitable for brick walls |  |  |  |  | 1
Section 3: Admin Block | Bill No. 11: Metalwork |  | A |  | 1,2mm Rebated frames suitable For door 813 x 2 032mm high | No | 14 | 1500 | 21000 | 1
Section 3: Admin Block | Bill No. 11: Metalwork |  | B |  | 1,2mm Rebated frames suitable For door 1612 x 2 032mm high | No | 2 | 2500 | 5000 | 1
Section 3: Admin Block | Bill No. 11: Metalwork |  |  |  | STEEL WINDOWS, DOORS, ETC |  |  |  |  | 1
Section 3: Admin Block | Bill No. 11: Metalwork |  |  |  | GALVANISED STEEL WINDOWS, DOORS, ETC |  |  |  |  | 1
Section 3: Admin Block | Bill No. 11: Metalwork |  | C |  | Standard school windows Window 900 x 900 mm high with 4mm clear safety glass | No | 2 | 2250 | 4500 | 1
Section 3: Admin Block | Bill No. 11: Metalwork |  | D |  | Standard school windows Window 1500 x 1200 mm high with 4mm clear safety glass | No | 13 | 3300 | 42900 | 1
Section 3: Admin Block | Bill No. 11: Metalwork |  | E |  | Standard school windows Window 600 x 900 mm high with 4mm clear safety glass | No | 7 | 2250 | 15750 | 1
Section 3: Admin Block | Bill No. 11: Metalwork |  | F |  | Standard school windows Window 2100 x 1200 mm high with 4mm clear safety glass | No | 1 | 2250 | 2250 | 1
Section 3: Admin Block | Bill No. 11: Metalwork |  | G |  | Standard 864 x 2134 mm sabs hollow core tube frame completes with standard butt hinges (Gs01) | No | 1 | 2250 | 2250 | 1
Section 3: Admin Block | Bill No. 11: Metalwork |  | H |  | Standard 1797 x 1908 mm sabs hollow core tube frame completes with standard butt hinges (FD1) | No | 1 | 2250 | 2250 | 1
Section 3: Admin Block | Bill No. 11: Metalwork |  | J |  | Aluminium frame complete with reception glass barrier 1233x 2907 mm high (SF-01) | No | 1 | 6650 | 6650 | 1
Section 3: Admin Block | Bill No. 11: Metalwork |  | K |  | Aluminium frame complete with reception glass barrier 1233x 1200 mm high (SF-02) | No | 1 | 6650 | 6650 | 1
Section 3: Admin Block | Bill No. 11: Metalwork |  | L |  | Aluminium frame complete with reception glass barrier 1233x 1200 mm high (SF-03) | No | 1 | 6650 | 6650 | 1
Section 3: Admin Block | Bill No. 11: Metalwork |  |  |  | BENCHES, SEATS, CHAIRS, ETC |  |  |  |  | 1
Section 3: Admin Block | Bill No. 11: Metalwork |  | M |  | SS Airport four seater free standing chairs, each seat size 420 x 520 wide, finished with epoxy powder coated frame and brushed stainless steel perforated shells, aluminium epoxy powder coated legs including fixing bolts, etc as C21 | No | 0 | 15000 | 0 | 1
Section 3: Admin Block | Bill No. 11: Metalwork |  |  |  | SECURITY GATE |  |  |  |  | 1
Section 3: Admin Block | Bill No. 11: Metalwork |  |  |  | Supply and install complete security gate suitable for one brick walls |  |  |  |  | 1
Section 3: Admin Block | Bill No. 11: Metalwork |  | N |  | Frame for door 976 x 1908mm high Xpanda security gate argent or similar approved (Gs01) | No | 2 | 8500 | 17000 | 1
Section 3: Admin Block | Bill No. 11: Metalwork |  | P |  | Frame for door 1797 x 1908mm high Xpanda security gate argent or similar approved (Gs01) | No | 2 | 13500 | 27000 | 1
Section 3: Admin Block | Bill No. 11: Metalwork |  |  |  | STEEL STRONGROOM DOORS, VENTILATORS, ETC |  |  |  |  | 1
Section 3: Admin Block | Bill No. 11: Metalwork |  |  |  | "Chubb Safes" strongroom doors etc suitable for 230mm walls, fixed to brickwork or concrete |  |  |  |  | 1
Section 3: Admin Block | Bill No. 11: Metalwork |  | Q |  | "Light Duty" category 2AE (12mm) strongroom door and frame for wall opening 950 x 1935mm high (mass 495kg) | No | 1 | 25000 | 25000 | 1
Section 3: Admin Block | Bill No. 12: Plastering |  |  |  | SECTION NO. 3 |  |  |  |  | 1
Section 3: Admin Block | Bill No. 12: Plastering |  |  |  | LEPHADIMISHA - ADMIN BLOCK |  |  |  |  | 1
Section 3: Admin Block | Bill No. 12: Plastering |  |  |  | BILL NO. 12 |  |  |  |  | 1
Section 3: Admin Block | Bill No. 12: Plastering |  |  |  | PLASTERING |  |  |  |  | 1
Section 3: Admin Block | Bill No. 12: Plastering |  |  |  | NOTES |  |  |  |  | 1
Section 3: Admin Block | Bill No. 12: Plastering |  |  |  | For preambles see "Model Preambles for Trades 2017" |  |  |  |  | 1
Section 3: Admin Block | Bill No. 12: Plastering |  |  |  | SCREEDS |  |  |  |  | 1
Section 3: Admin Block | Bill No. 12: Plastering |  |  |  | 1:3 Cement plaster screeds steel floated |  |  |  |  | 1
Section 3: Admin Block | Bill No. 12: Plastering |  | A |  | 40mm Thick on floors and landings | m2 | 295 | 155 | 45725 | 1
Section 3: Admin Block | Bill No. 12: Plastering |  |  |  | INTERNAL PLASTER |  |  |  |  | 1
Section 3: Admin Block | Bill No. 12: Plastering |  |  |  | One coat 1:4 cement plaster rendering on brickwork with a smooth surface with a steel trowel. |  |  |  |  | 1
Section 3: Admin Block | Bill No. 12: Plastering |  | B |  | On brick walls | m2 | 702 | 95 | 66690 | 1
Section 3: Admin Block | Bill No. 13: plumbing and Drainage |  |  |  | SECTION NO. 3 |  |  |  |  | 1
Section 3: Admin Block | Bill No. 13: plumbing and Drainage |  |  |  | LEPHADIMISHA - ADMIN BLOCK |  |  |  |  | 1
Section 3: Admin Block | Bill No. 13: plumbing and Drainage |  |  |  | BILL NO. 13 |  |  |  |  | 1
Section 3: Admin Block | Bill No. 13: plumbing and Drainage |  |  |  | PLUMBING AND DRAINAGE |  |  |  |  | 1
Section 3: Admin Block | Bill No. 13: plumbing and Drainage |  |  |  | NOTES |  |  |  |  | 1
Section 3: Admin Block | Bill No. 13: plumbing and Drainage |  |  |  | For preambles see "Model Preambles for Trades 2017" |  |  |  |  | 1
Section 3: Admin Block | Bill No. 13: plumbing and Drainage |  |  |  | SUPPLEMENTARY PREAMBLES |  |  |  |  | 1
Section 3: Admin Block | Bill No. 13: plumbing and Drainage |  |  |  | Wire gratings |  |  |  |  | 1
Section 3: Admin Block | Bill No. 13: plumbing and Drainage |  |  |  | Descriptions of gutter outlets etc. shall be deemed to include wire balloon gratings |  |  |  |  | 1
Section 3: Admin Block | Bill No. 13: plumbing and Drainage |  |  |  | Stainless steel basins, sinks, wash troughs, urinals, etc. |  |  |  |  | 1
Section 3: Admin Block | Bill No. 13: plumbing and Drainage |  |  |  | Stainless steel for economy basins, domestic sinks and worktops shall be Type 430 (17/0) Stainless steel for urinals, basins, quality sinks, wash troughs, institutional equipment, etc. shall be Type 304 (18/8) Stainless steel for laboratory sinks, photographic equipment, etc. shall be Type 316 (18/8) Units shall have standard aprons on all exposed edges and tiling keys against walls where applicable |  |  |  |  | 1
Section 3: Admin Block | Bill No. 13: plumbing and Drainage |  |  |  | Sealing of edges |  |  |  |  | 1
Section 3: Admin Block | Bill No. 13: plumbing and Drainage |  |  |  | Outer edges of sinks, basins, baths, urinals, etc. are to be sealed against adjacent surfaces with approved silicone |  |  |  |  | 1
Section 3: Admin Block | Bill No. 13: plumbing and Drainage |  |  |  | U-PVC pipes and fittings |  |  |  |  | 1
Section 3: Admin Block | Bill No. 13: plumbing and Drainage |  |  |  | Sewer and drainage pipes and fittings shall be jointed and sealed with butyl rubber rings Soil, waste and vent pipes and fittings shall be solvent weld jointed or sealed with butyl rubber rings |  |  |  |  | 1
Section 3: Admin Block | Bill No. 13: plumbing and Drainage |  |  |  | U-PVC pressure pipes and fittings |  |  |  |  | 1
Section 3: Admin Block | Bill No. 13: plumbing and Drainage |  |  |  | Pipes of 50mm diameter and smaller shall be plain ended with solvent welded U-PVC loose sockets and fittings Pipes of 63mm diameter and greater shall have sockets and spigots with push-in type integral rubber ring joints. Bends shall be U-PVC and all other fittings shall be cast iron, all with similar push-in type joints |  |  |  |  | 1
Section 3: Admin Block | Bill No. 13: plumbing and Drainage |  |  |  | Polypropylene pipes |  |  |  |  | 1
Section 3: Admin Block | Bill No. 13: plumbing and Drainage |  |  |  | Polypropylene pipes 54mm diameter and smaller shall be seamless copper coloured Class 16 pipes jointed with heat welded thermoplastic or where so described compression fittings Pipes shall be firmly fixed to walls, etc. with coloured nylon snap-in pipe clips with provision for accommodating thermal movement and jointed and fixed strictly in accordance with the manufacturer's instructions |  |  |  |  | 1
Section 3: Admin Block | Bill No. 13: plumbing and Drainage |  |  |  | Reducing fittings |  |  |  |  | 1
Section 3: Admin Block | Bill No. 13: plumbing and Drainage |  |  |  | Where fittings have reducing ends or branches they are described as "reducing" and only the largest end or branch size is given. Should the contractor wish to use other fittings and bushes or reducers he may do so on the understanding that no claim in this regard will be entertained |  |  |  |  | 1
Section 3: Admin Block | Bill No. 13: plumbing and Drainage |  |  |  | Fixing of pipes |  |  |  |  | 1
Section 3: Admin Block | Bill No. 13: plumbing and Drainage |  |  |  | Unless specifically otherwise stated, descriptions of pipes shall be deemed to include fixing to walls, etc., casting in, building in or suspending not exceeding 1m below suspension level |  |  |  |  | 1
Section 3: Admin Block | Bill No. 13: plumbing and Drainage |  |  |  | Paper wrapping to pipes |  |  |  |  | 1
Section 3: Admin Block | Bill No. 13: plumbing and Drainage |  |  |  | Pipes chased into brickwork must be wrapped with two layers of stout brown paper tied with wire. Rates are to include for wrapping around joints and fittings |  |  |  |  | 1
Section 3: Admin Block | Bill No. 13: plumbing and Drainage |  |  |  | Disinfection of water pipework |  |  |  |  | 1
Section 3: Admin Block | Bill No. 13: plumbing and Drainage |  |  |  | Water pipework is to be disinfected at completion |  |  |  |  | 1
Section 3: Admin Block | Bill No. 13: plumbing and Drainage |  |  |  | Petrolatum anti-corrosion tape |  |  |  |  | 1
Section 3: Admin Block | Bill No. 13: plumbing and Drainage |  |  |  | Pipes to be taped shall be coated with the appropriate primer and the tape shall be applied in the appropriate widths and with ?% overlaps Couplings and fittings to pipes shall be taped in strict accordance with the manufacturer's instructions |  |  |  |  | 1
Section 3: Admin Block | Bill No. 13: plumbing and Drainage |  |  |  | Prices for wrapping of pipes shall include for all work as described to couplings in the length |  |  |  |  | 1
Section 3: Admin Block | Bill No. 13: plumbing and Drainage |  |  |  | Laying, backfilling, bedding, etc. of pipes |  |  |  |  | 1
Section 3: Admin Block | Bill No. 13: plumbing and Drainage |  |  |  | Pipes shall be laid and bedded in accordance with manufacturers' instructions and trenches shall be carefully backfilled |  |  |  |  | 1
Section 3: Admin Block | Bill No. 13: plumbing and Drainage |  |  |  | Where no manufacturers' instructions exist, pipes shall be laid in accordance with the relevant section of SANS 2001 |  |  |  |  | 1
Section 3: Admin Block | Bill No. 13: plumbing and Drainage |  |  |  | General |  |  |  |  | 1
Section 3: Admin Block | Bill No. 13: plumbing and Drainage |  |  |  | Descriptions of cast iron roof outlets shall be deemed to include joints to pipes and casting into concrete (adaptors for joints to PVC pipes, etc. are given separately) Descriptions of overflow pipes where measured in number, shall be deemed to include joints to cisterns and splay cut ends |  |  |  |  | 1
Section 3: Admin Block | Bill No. 13: plumbing and Drainage |  |  |  | Descriptions of pipes laid in and including trenches and of inspection chambers, catch pits, etc. shall be deemed to include excavation, bedding, backfilling, compaction to a minimum of 93% Mod AASHTO density and disposal of surplus material on site |  |  |  |  | 1
Section 3: Admin Block | Bill No. 13: plumbing and Drainage |  |  |  | Descriptions of service pipes and flexible connecting pipes shall be deemed to include connections to taps, cisterns, etc. and to steel pipes (adaptors for connections to copper pipes, etc. are given separately) |  |  |  |  | 1
Section 3: Admin Block | Bill No. 13: plumbing and Drainage |  |  |  | Descriptions of WC pans, slop hoppers, etc. shall be deemed to include for joints to soil pipes (pan connectors are separately measured) |  |  |  |  | 1
Section 3: Admin Block | Bill No. 13: plumbing and Drainage |  |  |  | As-built drawings |  |  |  |  | 1
Section 3: Admin Block | Bill No. 13: plumbing and Drainage |  |  |  | Where required, the contractor shall prepare an updated set of as-built drawings. At completion of the contract the contractor shall hand these drawings to the principal agent for reproducing onto the originals for handing over to the employer (provision for allowance of as-built drawings elsewhere) |  |  |  |  | 1
Section 3: Admin Block | Bill No. 13: plumbing and Drainage |  |  |  | SANITARY FITTINGS |  |  |  |  | 1
Section 3: Admin Block | Bill No. 13: plumbing and Drainage |  |  |  | VAAL or Equally Approved |  |  |  |  | 1
Section 3: Admin Block | Bill No. 13: plumbing and Drainage |  |  |  | SINK |  |  |  |  | 1
Section 3: Admin Block | Bill No. 13: plumbing and Drainage |  | A |  | Drop-on type sink and drainer size 1360mm long x 500mm wide of grade 304 (18/10) stainless steel with bowl complete with 40mm chromium plated brass unslotted wastes, plugs and chains and fixing to top of timber cabinet (elsewhere). Sink complete with sink mixer | No | 1 | 3700 | 3700 | 1
Section 3: Admin Block | Bill No. 13: plumbing and Drainage |  |  |  | Basins |  |  |  |  | 1
Section 3: Admin Block | Bill No. 13: plumbing and Drainage |  | B |  | 510 x 405mm Vaal "Hibiscus" Sanitary ware vitreous China basin with three semi-punched tap holes integrated overflow and chain stay hole through the centre semi-punched. Basin complete with basin mixer | No | 3 | 1950 | 5850 | 1
Section 3: Admin Block | Bill No. 13: plumbing and Drainage |  | C |  | Bottle trap, 32mm, chrome with 75mm deep re-seal and adjustable telescopic pipe, and 1¼" female inlet x 1¼" male outlet. (Code:COB-340) | No | 3 | 500 | 1500 | 1
Section 3: Admin Block | Bill No. 13: plumbing and Drainage |  | D |  | Anti-theft plug for basin wastes, chrome-plated with 72mm spindle and spindle-locking tab, and 39mm diameter plug. (Code: COB-309-32) | No | 3 | 650 | 1950 | 1
Section 3: Admin Block | Bill No. 13: plumbing and Drainage |  |  |  | WC |  |  |  |  | 1
Section 3: Admin Block | Bill No. 13: plumbing and Drainage |  | E |  | Neo Classic close couple suite white WC pan 354 x 180 x 400mm (CODE: S0012393) | No | 2 | 2700 | 5400 | 1
Section 3: Admin Block | Bill No. 13: plumbing and Drainage |  |  |  | PARAPLEGIC |  |  |  |  | 1
Section 3: Admin Block | Bill No. 13: plumbing and Drainage |  | F |  | Vaal Sanitaryware vitreous china “Protea Paraplegic” 90° outlet pan (code 750200) and matching 9 litre cistern (code 7116LP) complete with lid, fitments, and purpose-made C.P. side-flush lever (left or right) or a back inlet exposed flushvalve. Bottom inlet water supply must be on same side as flush lever. The suite is designed to flush effectively on 6 litres | No | 1 | 7500 | 7500 | 1
Section 3: Admin Block | Bill No. 13: plumbing and Drainage |  |  |  | RAINWATER DISPOSAL: |  |  |  |  | 1
Section 3: Admin Block | Bill No. 13: plumbing and Drainage |  |  |  | PVC Gutters and Downpipes: |  |  |  |  | 1
Section 3: Admin Block | Bill No. 13: plumbing and Drainage |  | G |  | 100mm x 100mm 0.58mm(Thickness) Traffic green Chromadek rainwater gutter at standard length | m | 106 | 165 | 17490 | 1
Section 3: Admin Block | Bill No. 13: plumbing and Drainage |  | H |  | Extra over eaves gutter for stopped end. | No | 14 | 350 | 4900 | 1
Section 3: Admin Block | Bill No. 13: plumbing and Drainage |  | J |  | Extra over eaves gutter for outlet for 75mm PVC downpipe. | No | 14 | 250 | 3500 | 1
Section 3: Admin Block | Bill No. 13: plumbing and Drainage |  | K |  | 105mm x 70mm x 0.58mm (Thickness) Traffic green rectangular fluted Chromadek. rainwater downpipe at standard length | m | 37.8 | 165 | 6237 | 1
Section 3: Admin Block | Bill No. 13: plumbing and Drainage |  | L |  | Extra over rainwater downpipe for bends | No | 14 | 350 | 4900 | 1
Section 3: Admin Block | Bill No. 14: Glazing |  |  |  | SECTION NO. 3 |  |  |  |  | 1
Section 3: Admin Block | Bill No. 14: Glazing |  |  |  | LEPHADIMISHA - ADMIN BLOCK |  |  |  |  | 1
Section 3: Admin Block | Bill No. 14: Glazing |  |  |  | BILL NO. 14 |  |  |  |  | 1
Section 3: Admin Block | Bill No. 14: Glazing |  |  |  | GLAZING |  |  |  |  | 1
Section 3: Admin Block | Bill No. 14: Glazing |  |  |  | NOTES |  |  |  |  | 1
Section 3: Admin Block | Bill No. 14: Glazing |  |  |  | For preambles see "Model Preambles for Trades 2017" |  |  |  |  | 1
Section 3: Admin Block | Bill No. 14: Glazing |  |  |  | WINDOW GLASS |  |  |  |  | 1
Section 3: Admin Block | Bill No. 14: Glazing |  | A |  | 4mm clear float glass puttied in steel window putty for 900 x 900 window frame | m2 | 2 | 450 | 900 | 1
Section 3: Admin Block | Bill No. 14: Glazing |  | B |  | 4mm clear float glass puttied in steel window putty for 1500 x 1200 window frame | m2 | 23 | 450 | 10350 | 1
Section 3: Admin Block | Bill No. 14: Glazing |  | C |  | 4mm clear float glass puttied in steel window putty for 600 x 900 window frame | m2 | 4 | 450 | 1800 | 1
Section 3: Admin Block | Bill No. 14: Glazing |  | D |  | 4mm clear float glass puttied in steel window putty for 2100 x 1200 window frame | m2 | 3 | 450 | 1350 | 1
Section 3: Admin Block | Bill No. 15: Paintwork |  |  |  | SECTION NO. 3 |  |  |  |  | 1
Section 3: Admin Block | Bill No. 15: Paintwork |  |  |  | LEPHADIMISHA - ADMIN BLOCK |  |  |  |  | 1
Section 3: Admin Block | Bill No. 15: Paintwork |  |  |  | BILL NO. 15 |  |  |  |  | 1
Section 3: Admin Block | Bill No. 15: Paintwork |  |  |  | PAINTWORK |  |  |  |  | 1
Section 3: Admin Block | Bill No. 15: Paintwork |  |  |  | NOTES |  |  |  |  | 1
Section 3: Admin Block | Bill No. 15: Paintwork |  |  |  | For preambles see "Model Preambles for Trades 2017" |  |  |  |  | 1
Section 3: Admin Block | Bill No. 15: Paintwork |  |  |  | SUPPLEMENTARY PREAMBLES |  |  |  |  | 1
Section 3: Admin Block | Bill No. 15: Paintwork |  |  |  | Adjoining paint surfaces: The contractor is to take into consideration that the paintwork to the external facade will be applied to different textures as well as differ in paint specification and colour adjoining each other. No claims whatsoever for cost or time extension will be entertained for the above-mentioned. Quality monitoring of paint surfaces: The contractor needs to allow for quality checks of all primer coats by an approved authority (for example Qualitec) prior commencement of final coats. No claims whatsoever for cost or time extension will be entertained for the above-mentioned |  |  |  |  | 1
Section 3: Admin Block | Bill No. 15: Paintwork |  |  |  | PREPARATORY WORK TO EXISTING WORK |  |  |  |  | 1
Section 3: Admin Block | Bill No. 15: Paintwork |  |  |  | Previously painted plastered surfaces |  |  |  |  | 1
Section 3: Admin Block | Bill No. 15: Paintwork |  |  |  | Surfaces shall be thoroughly washed down and allowed to dry completely before any paint is applied. Blistered or peeling paint shall be completely removed and cracks shall be opened, filled with a suitable filler and finished smooth |  |  |  |  | 1
Section 3: Admin Block | Bill No. 15: Paintwork |  |  |  | Previously painted metal surfaces |  |  |  |  | 1
Section 3: Admin Block | Bill No. 15: Paintwork |  |  |  | Surfaces shall be thoroughly rubbed and cleaned down. Blistered or peeling paint shall be completely removed down to bare metal |  |  |  |  | 1
Section 3: Admin Block | Bill No. 15: Paintwork |  |  |  | Roof Surfaces shall be thoroughly sanded, pressure washed, rust treated and re-sealed before being painted. |  |  |  |  | 1
Section 3: Admin Block | Bill No. 15: Paintwork |  |  |  | Previously painted wood surfaces |  |  |  |  | 1
Section 3: Admin Block | Bill No. 15: Paintwork |  |  |  | Surfaces shall be thoroughly cleaned down. Blistered or peeling paint shall be completely removed and cracks and crevices shall be primed, filled with suitable filler and finished smooth |  |  |  |  | 1
Section 3: Admin Block | Bill No. 15: Paintwork |  |  |  | PAINTWORK, ETC TO NEW WORK ON: |  |  |  |  | 1
Section 3: Admin Block | Bill No. 15: Paintwork |  |  |  | FLOATED PLASTER SURFACES WITH |  |  |  |  | 1
Section 3: Admin Block | Bill No. 15: Paintwork |  |  |  | Apply one coat primer, one coat undercoat and two coats acrylic PVA. |  |  |  |  | 1
Section 3: Admin Block | Bill No. 15: Paintwork |  | A |  | On internal plaster | m2 | 702 | 85 | 59670 | 1
Section 3: Admin Block | Bill No. 15: Paintwork |  | B |  | Narrow widths | m2 | 105.3 | 85 | 8950.5 | 1
Section 3: Admin Block | Bill No. 15: Paintwork |  |  |  | SMOOTH CONCRETE SURFACES WITH |  |  |  |  | 1
Section 3: Admin Block | Bill No. 15: Paintwork |  |  |  | One coat alkali resistant plaster primer and two coats PVA acrylic emulsion paint on |  |  |  |  | 1
Section 3: Admin Block | Bill No. 15: Paintwork |  | C |  | Ceilings and beams | m2 | 11 | 85 | 935 | 1
Section 3: Admin Block | Bill No. 15: Paintwork |  |  |  | ON FIBRE-CEMENT BOARD SURFACES |  |  |  |  | 1
Section 3: Admin Block | Bill No. 15: Paintwork |  |  |  | Apply one coat plascon 'merit plaster primer', and two coats plascon 'vip plastic PVA'. |  |  |  |  | 1
Section 3: Admin Block | Bill No. 15: Paintwork |  | D |  | Ceiling boards | m2 | 295 | 85 | 25075 | 1
Section 3: Admin Block | Bill No. 15: Paintwork |  | E |  | Cornices | m2 | 103.5 | 85 | 8797.5 | 1
Section 3: Admin Block | Bill No. 15: Paintwork |  | F |  | Fascia boards | m | 106 | 95 | 10070 | 1
Section 3: Admin Block | Bill No. 15: Paintwork |  |  |  | ON METAL SURFACES |  |  |  |  | 1
Section 3: Admin Block | Bill No. 15: Paintwork |  |  |  | One coat alkyd based universal undercoat and one coat superior quality universal enamel paint |  |  |  |  | 1
Section 3: Admin Block | Bill No. 15: Paintwork |  | G |  | Doors frames | m2 | 50 | 85 | 4250 | 1
Section 3: Admin Block | Bill No. 15: Paintwork |  | H |  | Window frame | m2 | 32 | 85 | 2720 | 1
Section 3: Admin Block | Bill No. 15: Paintwork |  |  |  | WOOD SURFACES |  |  |  |  | 1
Section 3: Admin Block | Bill No. 15: Paintwork |  |  |  | One coat oil wood primer, one coat universal undercoat and two coats super universal enamel paint on |  |  |  |  | 1
Section 3: Admin Block | Bill No. 15: Paintwork |  | J |  | Doors | m2 | 72 | 85 | 6120 | 1
Section 3: Admin Block | Bill No. 15: Paintwork |  | K |  | Meranti skirting | m | 320 | 95 | 30400 | 1
Section 3: Admin Block | Bill No. 16: Electrical Installations |  |  |  | SECTION NO. 2 |  |  |  |  | 1
Section 3: Admin Block | Bill No. 16: Electrical Installations |  |  |  | LEPHADIMISHA - ADMIN BLOCK |  |  |  |  | 1
Section 3: Admin Block | Bill No. 16: Electrical Installations |  |  |  | BILL NO. 16 |  |  |  |  | 1
Section 3: Admin Block | Bill No. 16: Electrical Installations |  |  |  | ELECTRICAL WORK |  |  |  |  | 1
Section 3: Admin Block | Bill No. 16: Electrical Installations |  |  |  | NOTES |  |  |  |  | 1
Section 3: Admin Block | Bill No. 16: Electrical Installations |  |  |  | For preambles see "Model Preambles for Trades 2017" |  |  |  |  | 1
Section 3: Admin Block | Bill No. 16: Electrical Installations |  |  |  | ELECTRICAL INSTALLATION |  |  |  |  | 1
Section 3: Admin Block | Bill No. 16: Electrical Installations |  |  |  | DISTRIBUTION BOARDS |  |  |  |  | 1
Section 3: Admin Block | Bill No. 16: Electrical Installations |  |  |  | COMPLETE SUPPLY & INSTALLATION OF ALL MATERIAL LISTED HEREUNDER: |  |  |  |  | 1
Section 3: Admin Block | Bill No. 16: Electrical Installations |  |  |  | NOTE: TENDERERS ARE ADVISED TO STUDY THEPROJECT SPECIFICATION, QUALITY OF MATERIAL AND INSTALLATION SPECIFICATION THAT IS APPLICABLE TO THE EQUIPMENT AND MATERIALS IN THIS BILL |  |  |  |  | 1
Section 3: Admin Block | Bill No. 16: Electrical Installations |  |  |  | Distribution Board DB-1 : Administration Building |  |  |  |  | 1
Section 3: Admin Block | Bill No. 16: Electrical Installations |  | A |  | Supply and install flush mounted distribution board complete with doors, frames, sub-frames, chassis, fixtures, fittings, terminations, busbars and wiring with spare space as per specification as well as security detail. Material and labour excluding the items listed hereunder Equipment provided in Distribution Board | No | 1 | 4000 | 4000 | 1
Section 3: Admin Block | Bill No. 16: Electrical Installations |  |  |  | Equipment provided in Distribution Board |  |  |  |  | 1
Section 3: Admin Block | Bill No. 16: Electrical Installations |  |  |  | Moulded Case Circuit Breakers |  |  |  |  | 1
Section 3: Admin Block | Bill No. 16: Electrical Installations |  | B |  | 10 Ampere S.P. 3 kA | No | 5 | 300 | 1500 | 1
Section 3: Admin Block | Bill No. 16: Electrical Installations |  | C |  | 20 Ampere S.P. 3 kA | No | 3 | 400 | 1200 | 1
Section 3: Admin Block | Bill No. 16: Electrical Installations |  | D |  | 63 Ampere D.P. 3kA Main switch | No | 1 | 4500 | 4500 | 1
Section 3: Admin Block | Bill No. 16: Electrical Installations |  |  |  | Earth Leakage Units |  |  |  |  | 1
Section 3: Admin Block | Bill No. 16: Electrical Installations |  | E |  | 63 Ampere DP. 3 kA 30 mA | No | 1 | 1500 | 1500 | 1
Section 3: Admin Block | Bill No. 16: Electrical Installations |  |  |  | Moulded Case Isolators |  |  |  |  | 1
Section 3: Admin Block | Bill No. 16: Electrical Installations |  |  |  | Labels |  |  |  |  | 1
Section 3: Admin Block | Bill No. 16: Electrical Installations |  | G |  | Danger sign and labels as specified | Items | 11 | 100 | 1100 | 1
Section 3: Admin Block | Bill No. 16: Electrical Installations |  |  |  | INTERNAL ELECTRICAL INSTALLATION |  |  |  |  | 1
Section 3: Admin Block | Bill No. 16: Electrical Installations |  |  |  | SMALL POWER & LIGHTING |  |  |  |  | 1
Section 3: Admin Block | Bill No. 16: Electrical Installations |  |  |  | Tenderers are advised to study the specification before pricing the bill. |  |  |  |  | 1
Section 3: Admin Block | Bill No. 16: Electrical Installations |  |  |  | (Complete installation : Internal Electrical Installation) |  |  |  |  | 1
Section 3: Admin Block | Bill No. 16: Electrical Installations |  |  |  | SMALL POWER AND LIGHTING |  |  |  |  | 1
Section 3: Admin Block | Bill No. 16: Electrical Installations |  |  |  | Conduit and accessories as specified. |  |  |  |  | 1
Section 3: Admin Block | Bill No. 16: Electrical Installations |  |  |  | Conduit and accessories as specified. Conduit placed in position for casting into concrete or screed, for building or chased into concrete or brickwork and for surface mounted in ceiling void including bending, threading, jointing, short lengths, draw boxes, couplings, bends, tees and saddles. |  |  |  |  | 1
Section 3: Admin Block | Bill No. 16: Electrical Installations |  | J |  | 20mm | m | 1500 | 20 | 30000 | 1
Section 3: Admin Block | Bill No. 16: Electrical Installations |  | K |  | 25mm | m | 1000 | 22 | 22000 | 1
Section 3: Admin Block | Bill No. 16: Electrical Installations |  |  |  | Round conduit box as specified placed in position for casting into concrete, building or chased into brickwork or surface mounted including locknuts and bushes |  |  |  |  | 1
Section 3: Admin Block | Bill No. 16: Electrical Installations |  | L |  | 60 mm deep | No | 50 | 24 | 1200 | 1
Section 3: Admin Block | Bill No. 16: Electrical Installations |  |  |  | Wall boxes as specified placed in position for casting into concrete, building or chased into brickwork including locknuts and bushes |  |  |  |  | 1
Section 3: Admin Block | Bill No. 16: Electrical Installations |  |  |  | Where cavity walls or face brick walls are encountered tenderers must allow to install deep back to back (one end closed) wall boxes |  |  |  |  | 1
Section 3: Admin Block | Bill No. 16: Electrical Installations |  | M |  | 100 x 50mm | No | 20 | 19 | 380 | 1
Section 3: Admin Block | Bill No. 16: Electrical Installations |  | N |  | 100 x 100mm | No | 80 | 20 | 1600 | 1
Section 3: Admin Block | Bill No. 16: Electrical Installations |  |  |  | Isolator 30 Ampere DP | No | 5 | 350 | 1750 | 1
Section 3: Admin Block | Bill No. 16: Electrical Installations |  |  |  | Blank Boxes & Covers |  |  |  |  | 1
Section 3: Admin Block | Bill No. 16: Electrical Installations |  | P |  | 100x100mm | No | 5 | 25 | 125 | 1
Section 3: Admin Block | Bill No. 16: Electrical Installations |  |  |  | 60A Isolators (geyser & stove) | No | 5 | 400 | 2000 | 1
Section 3: Admin Block | Bill No. 16: Electrical Installations |  |  |  | Conductors |  |  |  |  | 1
Section 3: Admin Block | Bill No. 16: Electrical Installations |  |  |  | 600/1000V grade PVC insulated stranded |  |  |  |  | 1
Section 3: Admin Block | Bill No. 16: Electrical Installations |  |  |  | copper conductors drawn into conduit |  |  |  |  | 1
Section 3: Admin Block | Bill No. 16: Electrical Installations |  | Q |  | 2,5mm² | m | 1950 | 10 | 19500 | 1
Section 3: Admin Block | Bill No. 16: Electrical Installations |  | R |  | 4,0mm² | m | 600 | 12 | 7200 | 1
Section 3: Admin Block | Bill No. 16: Electrical Installations |  | S |  | 6,0mm² | m | 300 | 21.5 | 6450 | 1
Section 3: Admin Block | Bill No. 16: Electrical Installations |  |  |  | Bare stranded copper earth conductors drawn |  |  |  |  | 1
Section 3: Admin Block | Bill No. 16: Electrical Installations |  |  |  | into conduits |  |  |  |  | 1
Section 3: Admin Block | Bill No. 16: Electrical Installations |  | T |  | 2,5mm² | m | 2850 | 10 | 28500 | 1
Section 3: Admin Block | Bill No. 16: Electrical Installations |  |  |  | Appliances |  |  |  |  | 1
Section 3: Admin Block | Bill No. 16: Electrical Installations |  |  |  | Complete with cover plate fixed in flush boxes |  |  |  |  | 1
Section 3: Admin Block | Bill No. 16: Electrical Installations |  |  |  | (boxes elsewhere measured) |  |  |  |  | 1
Section 3: Admin Block | Bill No. 16: Electrical Installations |  |  |  | Socket Outlets |  |  |  |  | 1
Section 3: Admin Block | Bill No. 16: Electrical Installations |  | U |  | Single 16 Ampere round 3-pin 250V grade Switched socket outlet | No |  |  |  | 1
Section 3: Admin Block | Bill No. 16: Electrical Installations |  |  |  | on power skirting |  |  |  |  | 1
Section 3: Admin Block | Bill No. 16: Electrical Installations |  | V |  | Double 16 Ampere round 3-pin 250V grade | No | 36 | 200 | 7200 | 1
Section 3: Admin Block | Bill No. 16: Electrical Installations |  |  |  | Switched socket outlet |  |  |  |  | 1
Section 3: Admin Block | Bill No. 16: Electrical Installations |  |  |  | Telephone point complete with boxes and covers on 100 x 100 box | No | 20 | 350 | 7000 | 1
Section 3: Admin Block | Bill No. 16: Electrical Installations |  |  |  | Data point complete with boxes and covers on 100 x 100 box | No | 20 | 350 | 7000 | 1
Section 3: Admin Block | Bill No. 16: Electrical Installations |  |  |  | Telephone point complete with boxes and covers on power skirting | No |  |  |  | 1
Section 3: Admin Block | Bill No. 16: Electrical Installations |  |  |  | Data point complete with boxes and covers on power skirting | No |  |  |  | 1
Section 3: Admin Block | Bill No. 16: Electrical Installations |  |  |  | Underfloor duct plug station (4) | No |  |  |  | 1
Section 3: Admin Block | Bill No. 16: Electrical Installations |  |  |  | Underfloor duct plug station (4) | No | 2 | 2000 | 4000 | 1
Section 3: Admin Block | Bill No. 16: Electrical Installations |  |  |  | 32A Isolators | No | 5 | 350 | 1750 | 1
Section 3: Admin Block | Bill No. 16: Electrical Installations |  |  |  | 60A Isolators | No | 5 | 400 | 2000 | 1
Section 3: Admin Block | Bill No. 16: Electrical Installations |  |  |  | Light Switches |  |  |  |  | 1
Section 3: Admin Block | Bill No. 16: Electrical Installations |  | W |  | 16 Ampere 250V grade single lever one way | No | 16 | 155 | 2480 | 1
Section 3: Admin Block | Bill No. 16: Electrical Installations |  |  |  | 16 Ampere 250V grade single lever two way | No | 6 | 170 | 1020 | 1
Section 3: Admin Block | Bill No. 16: Electrical Installations |  |  |  | 16 Ampere 250V grade double lever one way | No |  |  |  | 1
Section 3: Admin Block | Bill No. 16: Electrical Installations |  |  |  | 17 Ampere 250V grade four lever one way | No |  |  |  | 1
Section 3: Admin Block | Bill No. 16: Electrical Installations |  |  |  | Galvanised draw wire (1.6mm) | m | 950 | 4.2 | 3990 | 1
Section 3: Admin Block | Bill No. 16: Electrical Installations |  |  |  | (Complete installation : wireways for telephone and intercom system) |  |  |  |  | 1
Section 3: Admin Block | Bill No. 16: Electrical Installations |  |  |  | WIREWAYS AND FITTINGS |  |  |  |  | 1
Section 3: Admin Block | Bill No. 16: Electrical Installations |  |  |  | Conduit & accessories as specified in the quality |  |  |  |  | 1
Section 3: Admin Block | Bill No. 16: Electrical Installations |  |  |  | specification conduit placed in position for casting |  |  |  |  | 1
Section 3: Admin Block | Bill No. 16: Electrical Installations |  |  |  | into concrete or screed, for building or chased |  |  |  |  | 1
Section 3: Admin Block | Bill No. 16: Electrical Installations |  |  |  | into concrete or brickwork and for surface |  |  |  |  | 1
Section 3: Admin Block | Bill No. 16: Electrical Installations |  |  |  | mounted in ceiling void including bending, |  |  |  |  | 1
Section 3: Admin Block | Bill No. 16: Electrical Installations |  |  |  | threading, jointing, short lengths, draw |  |  |  |  | 1
Section 3: Admin Block | Bill No. 16: Electrical Installations |  |  |  | boxes, couplings, bends, tees and saddles |  |  |  |  | 1
Section 3: Admin Block | Bill No. 16: Electrical Installations |  |  |  | 20mm | m | 1500 | 20 | 30000 | 1
Section 3: Admin Block | Bill No. 16: Electrical Installations |  |  |  | 25mm | m | 1000 | 22 | 22000 | 1
Section 3: Admin Block | Bill No. 16: Electrical Installations |  |  |  | Wall boxes as specified placed in |  |  |  |  | 1
Section 3: Admin Block | Bill No. 16: Electrical Installations |  |  |  | position for casting into concrete, building or |  |  |  |  | 1
Section 3: Admin Block | Bill No. 16: Electrical Installations |  |  |  | chased into brickwork including locknuts |  |  |  |  | 1
Section 3: Admin Block | Bill No. 16: Electrical Installations |  |  |  | and bushes |  |  |  |  | 1
Section 3: Admin Block | Bill No. 16: Electrical Installations |  |  |  | Where cavity walls or face brick walls are |  |  |  |  | 1
Section 3: Admin Block | Bill No. 16: Electrical Installations |  |  |  | encountered tenderers must allow to install |  |  |  |  | 1
Section 3: Admin Block | Bill No. 16: Electrical Installations |  |  |  | deep back to back (one end closed) wall |  |  |  |  | 1
Section 3: Admin Block | Bill No. 16: Electrical Installations |  |  |  | boxes |  |  |  |  | 1
Section 3: Admin Block | Bill No. 16: Electrical Installations |  |  |  | 100 x 100mm | No | 25 | 20 | 500 | 1
Section 3: Admin Block | Bill No. 16: Electrical Installations |  |  |  | 300 x 300 x 75mm including door as specified | No | 4 | 350 | 1400 | 1
Section 3: Admin Block | Bill No. 16: Electrical Installations |  |  |  | Blank Covers |  |  |  |  | 1
Section 3: Admin Block | Bill No. 16: Electrical Installations |  |  |  | 100 x 100mm | No | 40 | 25 | 1000 | 1
Section 3: Admin Block | Bill No. 16: Electrical Installations |  |  |  | DRAW WIRE |  |  |  |  | 1
Section 3: Admin Block | Bill No. 16: Electrical Installations |  |  |  | Galvanised 1,6mm draw wire | No | 2500 | 4.2 | 10500 | 1
Section 3: Admin Block | Bill No. 16: Electrical Installations |  |  |  | APPLIANCES |  |  |  |  | 1
Section 3: Admin Block | Bill No. 16: Electrical Installations |  | X |  | Surface mounted appliance complete | No | 4 | 400 | 1600 | 1
Section 3: Admin Block | Bill No. 16: Electrical Installations |  |  |  | 16 Ampere photo cell in an empty luminaire |  |  |  |  | 1
Section 3: Admin Block | Bill No. 16: Electrical Installations |  |  |  | SLEEVES |  |  |  |  | 1
Section 3: Admin Block | Bill No. 16: Electrical Installations |  |  |  | 50mm dia | m | 100 | 50 | 5000 | 1
Section 3: Admin Block | Bill No. 16: Electrical Installations |  |  |  | LUMINAIRES |  |  |  |  | 1
Section 3: Admin Block | Bill No. 16: Electrical Installations |  |  |  | Installed and mounted to round boxes in |  |  |  |  | 1
Section 3: Admin Block | Bill No. 16: Electrical Installations |  |  |  | brickwork or ceiling including all fixings, |  |  |  |  | 1
Section 3: Admin Block | Bill No. 16: Electrical Installations |  |  |  | brackets, supports, connectors, |  |  |  |  | 1
Section 3: Admin Block | Bill No. 16: Electrical Installations |  |  |  | connections and lamps. |  |  |  |  | 1
Section 3: Admin Block | Bill No. 16: Electrical Installations |  |  |  | Type A |  |  |  |  | 1
Section 3: Admin Block | Bill No. 16: Electrical Installations |  | Y |  | 1200mm long 2 x 18W LED lamp Open channel switch start luminaire as per quality specification. | No | 34 | 1050 | 35700 | 1
Section 3: Admin Block | Bill No. 16: Electrical Installations |  |  |  | Type C1 |  |  |  |  | 1
Section 3: Admin Block | Bill No. 16: Electrical Installations |  |  |  | 1 x 18W LED lamp bulkhead fitting with high pressure die cast aluminium base and an opal non discoloring acrylic diffuser. IP 65 rated. White | No | 12 | 1500 | 18000 | 1
Section 3: Admin Block | Bill No. 16: Electrical Installations |  |  |  | Type C2 |  |  |  |  | 1
Section 3: Admin Block | Bill No. 16: Electrical Installations |  | Z |  | 1 x 18W LED lamp bulkhead fitting with high pressure die cast aluminium base and an opal non discoloring acrylic diffuser. IP 65 rated. Black | No | 10 | 1980 | 19800 | 1
Section 3: Admin Block | Bill No. 16: Electrical Installations |  |  |  | TELEPHONE DISTRIBUTION BOARD |  |  |  |  | 1
Section 3: Admin Block | Bill No. 16: Electrical Installations |  | AA |  | Flush mounted telephone distribution board | No | 1 | 1150 | 1150 | 1
Section 3: Admin Block | Bill No. 16: Electrical Installations |  |  |  | size 450 x 450 x 180mm flush mounted |  |  |  |  | 1
Section 3: Admin Block | Bill No. 16: Electrical Installations |  |  |  | complete with doors, frames, sub-frames, |  |  |  |  | 1
Section 3: Admin Block | Bill No. 16: Electrical Installations |  |  |  | fixtures and 20mm thick soft board |  |  |  |  | 1
Section 3: Admin Block | Bill No. 16: Electrical Installations |  |  |  | EARTHING INSTALLATION |  |  |  |  | 1
Section 3: Admin Block | Bill No. 16: Electrical Installations |  |  |  | Conduit : Prices include cutting, bending, threading, reaming bending, setting, joints, draw boxes, expansion joint boxes and installation materials. |  |  |  |  | 1
Section 3: Admin Block | Bill No. 16: Electrical Installations |  |  |  | Prices for concealed conduit shall be averaged for installation in any of the following situations: |  |  |  |  | 1
Section 3: Admin Block | Bill No. 16: Electrical Installations |  |  |  | a) cast in concrete |  |  |  |  | 1
Section 3: Admin Block | Bill No. 16: Electrical Installations |  |  |  | b) built in brickwork |  |  |  |  | 1
Section 3: Admin Block | Bill No. 16: Electrical Installations |  |  |  | c) chased in brickwork |  |  |  |  | 1
Section 3: Admin Block | Bill No. 16: Electrical Installations |  | AB |  | Trenches | m | 2 | 105 | 210 | 1
Section 3: Admin Block | Bill No. 16: Electrical Installations |  | AC |  | Imported material for trenches 0,5 m deep for 70 mm² bare stranded copper earth conductor : | m | 6 | 50 | 300 | 1
Section 3: Admin Block | Bill No. 16: Electrical Installations |  | AD |  | a) Soft sifted soil | m3 | 2 | 65 | 130 | 1
Section 3: Admin Block | Bill No. 16: Electrical Installations |  |  |  | Conductors |  |  |  |  | 1
Section 3: Admin Block | Bill No. 16: Electrical Installations |  | AE |  | 70mm² bare stranded copper ( From earth bar to Roof structure) | m | 10 | 200 | 2000 | 1
Section 3: Admin Block | Bill No. 16: Electrical Installations |  | AF |  | 16mm² PVC insulated | m | 10 | 65 | 650 | 1
Section 3: Admin Block | Bill No. 16: Electrical Installations |  | AG |  | 16mm² hard drawn aluminium | m | 10 | 55 | 550 | 1
Section 3: Admin Block | Bill No. 16: Electrical Installations |  | AH |  | Supply and install Test terminals block with sliding lock in 100mmx100mm PVC box with cover, at bottom of each down conductor (450mm AFFL) complete with roll bolts. | No | 1 | 150 | 150 | 1
Section 3: Admin Block | Bill No. 16: Electrical Installations |  | AJ |  | 1,8 m Earth Rods | m | 1 | 700 | 700 | 1
Section 3: Admin Block | Bill No. 16: Electrical Installations |  | AK |  | Cadwelds/Bolted connections | No | 2 | 130 | 260 | 1
Section 3: Admin Block | Bill No. 16: Electrical Installations |  | AL |  | 16mm² to roof structures (Connection to roof sheet, with lugs) | m | 2 | 55 | 110 | 1
Section 3: Admin Block | Bill No. 16: Electrical Installations |  | AM |  | 70mm² to steel reinforcing | m | 10 | 200 | 2000 | 1
Section 3: Admin Block | Bill No. 16: Electrical Installations |  | AN |  | 70mm² to earth rods | m | 10 | 200 | 2000 | 1
Section 3: Admin Block | Bill No. 16: Electrical Installations |  |  |  | Drilling |  |  |  |  | 1
Section 3: Admin Block | Bill No. 16: Electrical Installations |  | AP |  | Drilling of 1,8m deep holes in solid rock | No | 1 | 1000 | 1000 | 1
Section 3: Admin Block | Bill No. 16: Electrical Installations |  |  |  | Accessories |  |  |  |  | 1
Section 3: Admin Block | Bill No. 16: Electrical Installations |  | AQ |  | 25mm x 5mm copper plated flat bar DB | No | 1 | 145 | 145 | 1
Section 3: Admin Block | Bill No. 16: Electrical Installations |  | AR |  | Bonding strips for water pipe installations | No | 1 | 500 | 500 | 1
Section 3: Admin Block | Bill No. 16: Electrical Installations |  | AS |  | Testing to ensure that earthing are according to SABS specification, do all nessasary corrections to the existing installation in order to issue a new earthing and lightning certificate | No | 1 | 3500 | 3500 | 1
Section 3: Admin Block | Bill No. 16: Electrical Installations |  |  |  | TESTING AND COMMISSIONING |  |  |  |  | 1
Section 3: Admin Block | Bill No. 16: Electrical Installations |  | AT |  | Testing and commission of the complete |  |  |  |  | 1
Section 3: Admin Block | Bill No. 16: Electrical Installations |  |  |  | electrical installation including DB CoC | Item | 1 | 5000 | 5000 | 1
Section 3: Admin Block | Bill No. 17: Provisional Sums |  |  |  | SECTION NO. 3 |  |  |  |  | 1
Section 3: Admin Block | Bill No. 17: Provisional Sums |  |  |  | LEPHADIMISHA - ADMIN BLOCK |  |  |  |  | 1
Section 3: Admin Block | Bill No. 17: Provisional Sums |  |  |  | BILL NO. 17 |  |  |  |  | 1
Section 3: Admin Block | Bill No. 17: Provisional Sums |  |  |  | PROVISIONAL SUM |  |  |  |  | 1
Section 3: Admin Block | Bill No. 17: Provisional Sums |  |  |  | NOTES |  |  |  |  | 1
Section 3: Admin Block | Bill No. 17: Provisional Sums |  |  |  | For preambles see "Model Preambles for Trades 2017" |  |  |  |  | 1
Section 3: Admin Block | Bill No. 17: Provisional Sums |  |  |  | DRAINAGE AND WATER RETICULATION SYSTEM |  |  |  |  | 1
Section 3: Admin Block | Bill No. 17: Provisional Sums |  | A |  | Allow a provisional sum of R60 000 (Sixty Thousand Rand) for the supply and installation of the drainage and water reticulation system | Item | 1 | 60000 | 60000 | 1
Section 3: Admin Block | Bill No. 17: Provisional Sums |  | B |  | Allow for attendance | % | 5% | 60000 | 3000 | 1
Section 3: Admin Block | Bill No. 17: Provisional Sums |  | C |  | Allow for profit | % | 10% | 60000 | 6000 | 1
Section 3: Admin Block | Bill No. 17: Provisional Sums |  |  |  | FIRE EQUIPMENT |  |  |  |  | 1
Section 3: Admin Block | Bill No. 17: Provisional Sums |  | D |  | Allow a provisional sum of R20 000 (Twenty Thousand Rand) for the supply and installation of fire equipment. | Item | 1 | 20000 | 20000 | 1
Section 3: Admin Block | Bill No. 17: Provisional Sums |  | E |  | Allow for attendance | % | 5% | 20000 | 1000 | 1
Section 3: Admin Block | Bill No. 17: Provisional Sums |  | F |  | Allow for profit | % | 10% | 20000 | 2000 | 1
Section 3: Admin Block | Bill No. 17: Provisional Sums |  |  |  | SIGNAGE |  |  |  |  | 1
Section 3: Admin Block | Bill No. 17: Provisional Sums |  | G |  | Allow a sum of R 5 000 (Five Thousand Rands) for door letters and name plates including rectangular sign boards | Item | 1 | 5000 | 5000 | 1
Section 3: Admin Block | Bill No. 17: Provisional Sums |  | H |  | Allow for attendance | % | 5% | 5000 | 250 | 1
Section 3: Admin Block | Bill No. 17: Provisional Sums |  | J |  | Allow for profit | % | 10% | 5000 | 500 | 1
Section 3: Admin Block | Bill No. 17: Provisional Sums |  |  |  | SHELVING |  |  |  |  | 1
Section 3: Admin Block | Bill No. 17: Provisional Sums |  | K |  | Allow a sum of R 280 000 (Two Hundred and Eighty Thousand Rands) for all Shelving including worktops. | Item | 1 | 280000 | 280000 | 1
Section 3: Admin Block | Bill No. 17: Provisional Sums |  | L |  | Allow for attendance | % | 5% | 280000 | 14000 | 1
Section 3: Admin Block | Bill No. 17: Provisional Sums |  | M |  | Allow for profit | % | 10% | 280000 | 28000 | 1
Section 3: Admin Block | Bill No. 17: Provisional Sums |  |  |  | LOOSE FURNITURE |  |  |  |  | 1
Section 3: Admin Block | Bill No. 17: Provisional Sums |  | N |  | Allow a sum of R 150 000 (One Fifty Thousand Rands) for supply and delivery of loose furniture | Item | 1 | 150000 | 150000 | 1
Section 3: Admin Block | Bill No. 17: Provisional Sums |  | P |  | Allow for attendance | % | 5% | 150000 | 7500 | 1
Section 3: Admin Block | Bill No. 17: Provisional Sums |  | Q |  | Allow for profit | % | 10% | 150000 | 15000 | 1
Section 4: Classroom Conversion to SNP Kitchen | Bill No. 1: Alterations |  |  |  | SECTION NO. 4 |  |  |  |  | 1
Section 4: Classroom Conversion to SNP Kitchen | Bill No. 1: Alterations |  |  |  | LEPHADIMISHA - CLASSROOM CONVERSION TO SNP KITCHEN |  |  |  |  | 1
Section 4: Classroom Conversion to SNP Kitchen | Bill No. 1: Alterations |  |  |  | BILL NO. 1 |  |  |  |  | 1
Section 4: Classroom Conversion to SNP Kitchen | Bill No. 1: Alterations |  |  |  | ALTERATIONS |  |  |  |  | 1
Section 4: Classroom Conversion to SNP Kitchen | Bill No. 1: Alterations |  |  |  | NOTES |  |  |  |  | 1
Section 4: Classroom Conversion to SNP Kitchen | Bill No. 1: Alterations |  |  |  | For preambles see "Model Preambles for Trades 2017" |  |  |  |  | 1
Section 4: Classroom Conversion to SNP Kitchen | Bill No. 1: Alterations |  |  |  | SUPPLEMENTARY PREAMBLES |  |  |  |  | 1
Section 4: Classroom Conversion to SNP Kitchen | Bill No. 1: Alterations |  |  |  | View site |  |  |  |  | 1
Section 4: Classroom Conversion to SNP Kitchen | Bill No. 1: Alterations |  |  |  | Before submitting his tender the tenderer shall visit the site and satisfy himself as to the nature and extent of the work to be done and the value of the materials salvageable from the alterations. No claim for any variations of the contract sum in respect of the nature and extent of the work or of inferior or damaged materials will be entertained |  |  |  |  | 1
Section 4: Classroom Conversion to SNP Kitchen | Bill No. 1: Alterations |  |  |  | Explosives |  |  |  |  | 1
Section 4: Classroom Conversion to SNP Kitchen | Bill No. 1: Alterations |  |  |  | No explosives whatsoever may be used for alteration purposes unless otherwise stated |  |  |  |  | 1
Section 4: Classroom Conversion to SNP Kitchen | Bill No. 1: Alterations |  |  |  | General |  |  |  |  | 1
Section 4: Classroom Conversion to SNP Kitchen | Bill No. 1: Alterations |  |  |  | SCHOOL TO REMAIN OPERATIONAL: Tenderers are to note that all existing buildings of the facility will remain occupied and fully operational during the construction period and due allowance must be made for the work being carried out at such times and in such manner as directed by the Principal Agent to ensure the least interference with the routine of the School. |  |  |  |  | 1
Section 4: Classroom Conversion to SNP Kitchen | Bill No. 1: Alterations |  |  |  | Doors, fanlights, windows, fittings, frames, linings, etc which are to be re-used shall be thoroughly overhauled before refixing including taking off, easing and rehanging, cramping up, re-wedging as required and making good cramps, dowels, etc, and oiling, adjusting and repairing ironmongery as necessary, replacing any glass damaged in removal or subsequently and stopping up all nail and screw holes with tinted plastic wood to match timber, unless otherwise described. Re-painting or re-varnishing is given separately |  |  |  |  | 1
Section 4: Classroom Conversion to SNP Kitchen | Bill No. 1: Alterations |  |  |  | Prices for taking out of doors, windows, etc shall include for removal of all beads, architraves, ironmongery, etc |  |  |  |  | 1
Section 4: Classroom Conversion to SNP Kitchen | Bill No. 1: Alterations |  |  |  | Prices for taking out and removing doors and frames shall include for removing door stops, cabin hooks, etc |  |  |  |  | 1
Section 4: Classroom Conversion to SNP Kitchen | Bill No. 1: Alterations |  |  |  | With regard to building up of openings in existing walls, cement screeds and pavings, granolithic, tops of walls, etc, shall be levelled and prepared for raising of brickwork |  |  |  |  | 1
Section 4: Classroom Conversion to SNP Kitchen | Bill No. 1: Alterations |  |  |  | Making good of finishes shall include making good of the brick and concrete surfaces onto which the new finishes are applied, where necessary |  |  |  |  | 1
Section 4: Classroom Conversion to SNP Kitchen | Bill No. 1: Alterations |  |  |  | The contractor will be required to take all dimensions affecting the existing buildings on the site and he will be held solely responsible for the accuracy of all such dimensions where used in the manufacture of new items (doors, windows, fittings, etc) |  |  |  |  | 1
Section 4: Classroom Conversion to SNP Kitchen | Bill No. 1: Alterations |  |  |  | REMOVAL OF EXISTING WORK |  |  |  |  | 1
Section 4: Classroom Conversion to SNP Kitchen | Bill No. 1: Alterations |  |  |  | Breaking down and removing brickwork etc |  |  |  |  | 1
Section 4: Classroom Conversion to SNP Kitchen | Bill No. 1: Alterations |  | A |  | One brick walls | m2 | 21 | 125 | 2625 | 1
Section 4: Classroom Conversion to SNP Kitchen | Bill No. 1: Alterations |  |  |  | Taking out/off and removing sundry metalwork |  |  |  |  | 1
Section 4: Classroom Conversion to SNP Kitchen | Bill No. 1: Alterations |  | B |  | 30mm Screeds from floors | m2 | 40 | 75 | 3000 | 1
Section 4: Classroom Conversion to SNP Kitchen | Bill No. 1: Alterations |  |  |  | Taking out and removing glass and mirrors |  |  |  |  | 1
Section 4: Classroom Conversion to SNP Kitchen | Bill No. 1: Alterations |  | C |  | Glass from steel windows, including cleaning out rebates and preparing for new glass | m2 | 15 | 65 | 975 | 1
Section 4: Classroom Conversion to SNP Kitchen | Bill No. 1: Alterations |  |  |  | Taking out/off broken pin board and replace with new one |  |  |  |  | 1
Section 4: Classroom Conversion to SNP Kitchen | Bill No. 1: Alterations |  | D |  | Model 2402 green type writing board, wall mounted board 2,00 x 1,20m high | No | 2 | 350 | 700 | 1
Section 4: Classroom Conversion to SNP Kitchen | Bill No. 1: Alterations |  |  |  | Removing Broken ceiling and replace with new one |  |  |  |  | 1
Section 4: Classroom Conversion to SNP Kitchen | Bill No. 1: Alterations |  | E |  | Ceilings and cornices | m2 | 63 | 25 | 1575 | 1
Section 4: Classroom Conversion to SNP Kitchen | Bill No. 2: Earthworks |  |  |  | SECTION NO. 4 |  |  |  |  | 1
Section 4: Classroom Conversion to SNP Kitchen | Bill No. 2: Earthworks |  |  |  | LEPHADIMISHA - CLASSROOM CONVERSION TO SNP KITCHEN |  |  |  |  | 1
Section 4: Classroom Conversion to SNP Kitchen | Bill No. 2: Earthworks |  |  |  | BILL NO. 2 |  |  |  |  | 1
Section 4: Classroom Conversion to SNP Kitchen | Bill No. 2: Earthworks |  |  | SANS 1200D | EARTHWORKS |  |  |  |  | 1
Section 4: Classroom Conversion to SNP Kitchen | Bill No. 2: Earthworks |  |  |  | NOTES |  |  |  |  | 1
Section 4: Classroom Conversion to SNP Kitchen | Bill No. 2: Earthworks |  |  |  | For preambles see "Model Preambles for Trades 2017" |  |  |  |  | 1
Section 4: Classroom Conversion to SNP Kitchen | Bill No. 2: Earthworks |  |  |  | SUPPLEMENTARY PREAMBLES |  |  |  |  | 1
Section 4: Classroom Conversion to SNP Kitchen | Bill No. 2: Earthworks |  |  |  | Nature of ground |  |  |  |  | 1
Section 4: Classroom Conversion to SNP Kitchen | Bill No. 2: Earthworks |  |  |  | Descriptions of excavations shall be deemed to include all ground conditions classifiable as "earth", and where conditions of a more difficult character are indicated, these are separately measured. |  |  |  |  | 1
Section 4: Classroom Conversion to SNP Kitchen | Bill No. 2: Earthworks |  |  | 8.3 | SCHEDULED ITEMS |  |  |  |  | 1
Section 4: Classroom Conversion to SNP Kitchen | Bill No. 2: Earthworks |  |  | 8.3.1 | Site preparation |  |  |  |  | 1
Section 4: Classroom Conversion to SNP Kitchen | Bill No. 2: Earthworks |  | A | 8.3.1.1 | Rip and scarify in-situ 150mm layer free of organic material and compact to 93% Mod AASHTO density | m2 | 71 | 25 | 1775 | 1
Section 4: Classroom Conversion to SNP Kitchen | Bill No. 2: Earthworks |  | B | 8.3.1.2 | Remove topsoil to nominal depth 150mm, stockpile and maintain | m2 | 71 | 65 | 4615 | 1
Section 4: Classroom Conversion to SNP Kitchen | Bill No. 2: Earthworks |  |  |  | EXCAVATION, FILLING, ETC |  |  |  |  | 1
Section 4: Classroom Conversion to SNP Kitchen | Bill No. 2: Earthworks |  |  | 8.3.3 | Restricted Excavation |  |  |  |  | 1
Section 4: Classroom Conversion to SNP Kitchen | Bill No. 2: Earthworks |  | C | 8.3.3.a.1) | Excavate for restricted footings in all materials | m3 | 7 | 85 | 595 | 1
Section 4: Classroom Conversion to SNP Kitchen | Bill No. 2: Earthworks |  |  |  | Extra-over for |  |  |  |  | 1
Section 4: Classroom Conversion to SNP Kitchen | Bill No. 2: Earthworks |  | D | 8.3.3.b.1) | Intermediate excavation | m3 | 0.7 | 95 | 66.5 | 1
Section 4: Classroom Conversion to SNP Kitchen | Bill No. 2: Earthworks |  | E | 8.3.3.b.2) | Hard rock excavation | m3 | 0.35 | 350 | 122.5 | 1
Section 4: Classroom Conversion to SNP Kitchen | Bill No. 2: Earthworks |  |  | 8.3.4 | Importing of Material |  |  |  |  | 1
Section 4: Classroom Conversion to SNP Kitchen | Bill No. 2: Earthworks |  |  | 8.3.4.a) | Extra-over for importation of materials from commercial sources |  |  |  |  | 1
Section 4: Classroom Conversion to SNP Kitchen | Bill No. 2: Earthworks |  | F |  | G5 material compacted in 150mm thick layers to 95% MOD AASHTO density at 1% to 2% optimum moisture content under footing | m3 | 5 | 320 | 1600 | 1
Section 4: Classroom Conversion to SNP Kitchen | Bill No. 2: Earthworks |  | G |  | G5 Material in layers compacted to 95% Mod AASHTO density in layers not exceeding 150mm under surface bed | m3 | 7 | 320 | 2240 | 1
Section 4: Classroom Conversion to SNP Kitchen | Bill No. 2: Earthworks |  | H | 8.3.6 | Overhaul |  |  |  |  | 1
Section 4: Classroom Conversion to SNP Kitchen | Bill No. 2: Earthworks |  | I | 8.3.6.b) | Long overhaul in excess of 2km and within a 20km radius | m3.km | 84 | 8 | 672 | 1
Section 4: Classroom Conversion to SNP Kitchen | Bill No. 2: Earthworks |  |  |  | SOIL POISONING |  |  |  |  | 1
Section 4: Classroom Conversion to SNP Kitchen | Bill No. 2: Earthworks |  |  |  | Soil insecticide in accordance with SANS 5859 |  |  |  |  | 1
Section 4: Classroom Conversion to SNP Kitchen | Bill No. 2: Earthworks |  | J |  | Under floors etc. including forming and poisoning shallow furrows against foundation walls etc., filling in furrows and ramming | m2 | 89 | 35 | 3115 | 1
Section 4: Classroom Conversion to SNP Kitchen | Bill No. 3: Concrete (Structural) |  |  |  | SECTION NO. 4 |  |  |  |  | 1
Section 4: Classroom Conversion to SNP Kitchen | Bill No. 3: Concrete (Structural) |  |  |  | LEPHADIMISHA - CLASSROOM CONVERSION TO SNP KITCHEN |  |  |  |  | 1
Section 4: Classroom Conversion to SNP Kitchen | Bill No. 3: Concrete (Structural) |  |  |  | BILL NO. 3 |  |  |  |  | 1
Section 4: Classroom Conversion to SNP Kitchen | Bill No. 3: Concrete (Structural) |  |  | SANS 1200G | CONCRETE (STRUCTURAL) |  |  |  |  | 1
Section 4: Classroom Conversion to SNP Kitchen | Bill No. 3: Concrete (Structural) |  |  |  | NOTES |  |  |  |  | 1
Section 4: Classroom Conversion to SNP Kitchen | Bill No. 3: Concrete (Structural) |  |  |  | For preambles see "Model Preambles for Trades 2017" |  |  |  |  | 1
Section 4: Classroom Conversion to SNP Kitchen | Bill No. 3: Concrete (Structural) |  |  |  | SUPPLEMENTARY PREAMBLES |  |  |  |  | 1
Section 4: Classroom Conversion to SNP Kitchen | Bill No. 3: Concrete (Structural) |  |  |  | Cost of tests |  |  |  |  | 1
Section 4: Classroom Conversion to SNP Kitchen | Bill No. 3: Concrete (Structural) |  |  |  | The costs of making, storing and testing of concrete test cubes as required under clause 7 "Tests" of SANS 1200G shall include the cost of providing cube moulds necessary for the purpose, for testing costs and for submitting reports on the tests to the Supervisor. The testing shall be undertaken by an independent firm or institution nominated by the contractor to the approval of the Supervisor. (Test cubes are measured separately) |  |  |  |  | 1
Section 4: Classroom Conversion to SNP Kitchen | Bill No. 3: Concrete (Structural) |  |  |  | Formwork |  |  |  |  | 1
Section 4: Classroom Conversion to SNP Kitchen | Bill No. 3: Concrete (Structural) |  |  |  | Formwork to soffits of solids etc. shall be deemed to be slabs not exceeding 300mm thick unless otherwise described |  |  |  |  | 1
Section 4: Classroom Conversion to SNP Kitchen | Bill No. 3: Concrete (Structural) |  |  |  | Formwork to sides of bases, pile caps, ground beams, etc. will only be measured where it is prescribed by the engineer for design reasons. Formwork necessitated by irregularity or collapse of excavated faces will not be measured and the cost thereof shall be deemed to be included in the allowance for taking the risk of collapse of the sides of the excavations, provision for which is made in "Earthworks" |  |  |  |  | 1
Section 4: Classroom Conversion to SNP Kitchen | Bill No. 3: Concrete (Structural) |  |  |  | All H.D bolts, washers and nuts to be supplied by the contractor |  |  |  |  | 1
Section 4: Classroom Conversion to SNP Kitchen | Bill No. 3: Concrete (Structural) |  |  |  | Rates to include for sandblasting and galvanizing all bolts and metal work to applicable specification |  |  |  |  | 1
Section 4: Classroom Conversion to SNP Kitchen | Bill No. 3: Concrete (Structural) |  |  | 8.2 | FORMWORK (PROVISIONAL) |  |  |  |  | 1
Section 4: Classroom Conversion to SNP Kitchen | Bill No. 3: Concrete (Structural) |  |  | 8.2.1 | Rough formwork |  |  |  |  | 1
Section 4: Classroom Conversion to SNP Kitchen | Bill No. 3: Concrete (Structural) |  | A |  | To sides footing | m2 | 10 | 285 | 2850 | 1
Section 4: Classroom Conversion to SNP Kitchen | Bill No. 3: Concrete (Structural) |  |  | 8.3 | REINFORCEMENT (PROVISIONAL) |  |  |  |  | 1
Section 4: Classroom Conversion to SNP Kitchen | Bill No. 3: Concrete (Structural) |  |  | 8.3.1 | Steel Bars in Structural Steel |  |  |  |  | 1
Section 4: Classroom Conversion to SNP Kitchen | Bill No. 3: Concrete (Structural) |  | B |  | high-tensile steel bars | t | 0.354 | 19500 | 6903 | 1
Section 4: Classroom Conversion to SNP Kitchen | Bill No. 3: Concrete (Structural) |  |  | 8.3.2 | High-tensile welded mesh |  |  |  |  | 1
Section 4: Classroom Conversion to SNP Kitchen | Bill No. 3: Concrete (Structural) |  | C |  | Ref 395 layer mesh in surface bed | m2 | 23 | 145 | 3335 | 1
Section 4: Classroom Conversion to SNP Kitchen | Bill No. 3: Concrete (Structural) |  |  | 8.4 | CONCRETE |  |  |  |  | 1
Section 4: Classroom Conversion to SNP Kitchen | Bill No. 3: Concrete (Structural) |  |  | 8.4.2 | 50mm Blinding Layer in 15MPa/19mm |  |  |  |  | 1
Section 4: Classroom Conversion to SNP Kitchen | Bill No. 3: Concrete (Structural) |  | F |  | Under footings and bases | m3 | 2 | 2000 | 4000 | 1
Section 4: Classroom Conversion to SNP Kitchen | Bill No. 3: Concrete (Structural) |  |  |  | Reinforced Concrete 25MPa/19mm |  |  |  |  | 1
Section 4: Classroom Conversion to SNP Kitchen | Bill No. 3: Concrete (Structural) |  | G |  | In surface bed | m3 | 2 | 2200 | 4400 | 1
Section 4: Classroom Conversion to SNP Kitchen | Bill No. 3: Concrete (Structural) |  | H |  | In Thickening | m3 | 2 | 2200 | 4400 | 1
Section 4: Classroom Conversion to SNP Kitchen | Bill No. 3: Concrete (Structural) |  | I |  | In footing | m3 | 4 | 2200 | 8800 | 1
Section 4: Classroom Conversion to SNP Kitchen | Bill No. 3: Concrete (Structural) |  |  |  | Test Cubes |  |  |  |  | 1
Section 4: Classroom Conversion to SNP Kitchen | Bill No. 3: Concrete (Structural) |  | K |  | Making and testing 150 x 150 x 150mm concrete strength test cube. (Provisional) | No | 35 | 650 | 22750 | 1
Section 4: Classroom Conversion to SNP Kitchen | Bill No. 3: Concrete (Structural) |  |  | 8.4.4 | Unformed Surface Finishes |  |  |  |  | 1
Section 4: Classroom Conversion to SNP Kitchen | Bill No. 3: Concrete (Structural) |  |  | 8.4.4.c) | Wooden floated finish |  |  |  |  | 1
Section 4: Classroom Conversion to SNP Kitchen | Bill No. 3: Concrete (Structural) |  | L |  | Top of surface bed | m2 | 21 | 15 | 315 | 1
Section 4: Classroom Conversion to SNP Kitchen | Bill No. 3: Concrete (Structural) |  |  | 8.5 | Movement Joints, Etc. |  |  |  |  | 1
Section 4: Classroom Conversion to SNP Kitchen | Bill No. 3: Concrete (Structural) |  | O |  | 10mm expansion joints in concrete slab with 10mm Jointex. Once the concrete is set rake out the top 10mm of Jointex and seal with approved polysulphide or similar joint sealant. | m | 15 | 95 | 1425 | 1
Section 4: Classroom Conversion to SNP Kitchen | Bill No. 3: Concrete (Structural) |  | P |  | Expansion joints with 10mm bitumen impregnated softboard or closed cell expanded polyethylene between vertical concrete and brick surfaces | m | 15 | 95 | 1425 | 1
Section 4: Classroom Conversion to SNP Kitchen | Bill No. 4: Masonry |  |  |  | SECTION NO. 4 |  |  |  |  | 1
Section 4: Classroom Conversion to SNP Kitchen | Bill No. 4: Masonry |  |  |  | LEPHADIMISHA - CLASSROOM CONVERSION TO SNP KITCHEN |  |  |  |  | 1
Section 4: Classroom Conversion to SNP Kitchen | Bill No. 4: Masonry |  |  |  | BILL NO. 4 |  |  |  |  | 1
Section 4: Classroom Conversion to SNP Kitchen | Bill No. 4: Masonry |  |  |  | MASONRY |  |  |  |  | 1
Section 4: Classroom Conversion to SNP Kitchen | Bill No. 4: Masonry |  |  |  | NOTES |  |  |  |  | 1
Section 4: Classroom Conversion to SNP Kitchen | Bill No. 4: Masonry |  |  |  | For preambles see "Model Preambles for Trades 2017" |  |  |  |  | 1
Section 4: Classroom Conversion to SNP Kitchen | Bill No. 4: Masonry |  |  |  | SUPPLEMENTARY PREAMBLES |  |  |  |  | 1
Section 4: Classroom Conversion to SNP Kitchen | Bill No. 4: Masonry |  |  |  | Where sizes in descriptions are given in brick units, "one brick" shall represent the length and "half brick the width of the brick |  |  |  |  | 1
Section 4: Classroom Conversion to SNP Kitchen | Bill No. 4: Masonry |  |  |  | Face bricks |  |  |  |  | 1
Section 4: Classroom Conversion to SNP Kitchen | Bill No. 4: Masonry |  |  |  | Bricks shall be ordered timeously to obtain uniformity in size and colour |  |  |  |  | 1
Section 4: Classroom Conversion to SNP Kitchen | Bill No. 4: Masonry |  |  |  | Pointing |  |  |  |  | 1
Section 4: Classroom Conversion to SNP Kitchen | Bill No. 4: Masonry |  |  |  | Descriptions of recessed pointing to fair face brickwork and face brickwork shall be deemed to include square recessed, hollow recessed, weathered pointing, etc. |  |  |  |  | 1
Section 4: Classroom Conversion to SNP Kitchen | Bill No. 4: Masonry |  |  |  | Reinforced brick lintels |  |  |  |  | 1
Section 4: Classroom Conversion to SNP Kitchen | Bill No. 4: Masonry |  |  |  | Lintels shall bear at least 160mm onto adjacent walling. Where such bearing cannot be obtained due to the proximity of adjacent openings the lintel shall be continuous |  |  |  |  | 1
Section 4: Classroom Conversion to SNP Kitchen | Bill No. 4: Masonry |  |  |  | BRICKWORK |  |  |  |  | 1
Section 4: Classroom Conversion to SNP Kitchen | Bill No. 4: Masonry |  |  |  | FOUNDATION |  |  |  |  | 1
Section 4: Classroom Conversion to SNP Kitchen | Bill No. 4: Masonry |  |  |  | Brickwork of NFP bricks in class II mortar |  |  |  |  | 1
Section 4: Classroom Conversion to SNP Kitchen | Bill No. 4: Masonry |  | A |  | One brick wall | m2 | 13 | 295 | 3835 | 1
Section 4: Classroom Conversion to SNP Kitchen | Bill No. 4: Masonry |  |  |  | SUPERSTRUCTURE |  |  |  |  | 1
Section 4: Classroom Conversion to SNP Kitchen | Bill No. 4: Masonry |  |  |  | Brickwork of NFP bricks in class II mortar |  |  |  |  | 1
Section 4: Classroom Conversion to SNP Kitchen | Bill No. 4: Masonry |  | B |  | One brick wall | m2 | 72 | 295 | 21240 | 1
Section 4: Classroom Conversion to SNP Kitchen | Bill No. 4: Masonry |  | B |  | Half brick wall | m2 | 20 | 245 | 4900 | 1
Section 4: Classroom Conversion to SNP Kitchen | Bill No. 4: Masonry |  |  |  | Brick-on-edge header course copings, sills, face bricks pointed with recessed joints on all exposed faces |  |  |  |  | 1
Section 4: Classroom Conversion to SNP Kitchen | Bill No. 4: Masonry |  | C |  | Window sills | m | 4 | 300 | 1200 | 1
Section 4: Classroom Conversion to SNP Kitchen | Bill No. 4: Masonry |  |  |  | Prestressed fabricated concrete lintels including necessary temporary supports |  |  |  |  | 1
Section 4: Classroom Conversion to SNP Kitchen | Bill No. 4: Masonry |  | D |  | 110 x 75mm Standard precast concrete lintels to openings in brickwork not exceeding 2000mm In width, minimum bearing distance to be 115mm | m | 18 | 95 | 1710 | 1
Section 4: Classroom Conversion to SNP Kitchen | Bill No. 4: Masonry |  |  |  | Turning pieces |  |  |  |  | 1
Section 4: Classroom Conversion to SNP Kitchen | Bill No. 4: Masonry |  | E |  | 230mm Wide turning piece to lintels, etc. | m | 34 | 65 | 2210 | 1
Section 4: Classroom Conversion to SNP Kitchen | Bill No. 4: Masonry |  |  |  | FACE BRICKWORK |  |  |  |  | 1
Section 4: Classroom Conversion to SNP Kitchen | Bill No. 4: Masonry |  |  |  | User note |  |  |  |  | 1
Section 4: Classroom Conversion to SNP Kitchen | Bill No. 4: Masonry |  |  |  | Face bricks pointed with recessed horizontal and vertical joints |  |  |  |  | 1
Section 4: Classroom Conversion to SNP Kitchen | Bill No. 4: Masonry |  | F |  | Extra over brickwork for face brickwork | m2 | 17 | 550 | 9350 | 1
Section 4: Classroom Conversion to SNP Kitchen | Bill No. 4: Masonry |  | G |  | Brick on edge for face brickwork | m | 7 | 300 | 2100 | 1
Section 4: Classroom Conversion to SNP Kitchen | Bill No. 4: Masonry |  |  |  | SUNDRIES |  |  |  |  | 1
Section 4: Classroom Conversion to SNP Kitchen | Bill No. 4: Masonry |  |  |  | Brickwork reinforcement |  |  |  |  | 1
Section 4: Classroom Conversion to SNP Kitchen | Bill No. 4: Masonry |  | H |  | 75mm Wide brick reinforcement | m | 80 | 10 | 800 | 1
Section 4: Classroom Conversion to SNP Kitchen | Bill No. 4: Masonry |  | I |  | 150mm Wide brick reinforcement | m | 185 | 15 | 2775 | 1
Section 4: Classroom Conversion to SNP Kitchen | Bill No. 5: Waterproofing |  |  |  | SECTION NO. 4 |  |  |  |  | 1
Section 4: Classroom Conversion to SNP Kitchen | Bill No. 5: Waterproofing |  |  |  | LEPHADIMISHA - CLASSROOM CONVERSION TO SNP KITCHEN |  |  |  |  | 1
Section 4: Classroom Conversion to SNP Kitchen | Bill No. 5: Waterproofing |  |  |  | BILL NO. 5 |  |  |  |  | 1
Section 4: Classroom Conversion to SNP Kitchen | Bill No. 5: Waterproofing |  |  |  | WATERPROOFING |  |  |  |  | 1
Section 4: Classroom Conversion to SNP Kitchen | Bill No. 5: Waterproofing |  |  |  | NOTES |  |  |  |  | 1
Section 4: Classroom Conversion to SNP Kitchen | Bill No. 5: Waterproofing |  |  |  | For preambles see "Model Preambles for Trades 2017" |  |  |  |  | 1
Section 4: Classroom Conversion to SNP Kitchen | Bill No. 5: Waterproofing |  |  |  | SUPPLEMENTARY PREAMBLES |  |  |  |  | 1
Section 4: Classroom Conversion to SNP Kitchen | Bill No. 5: Waterproofing |  |  |  | Waterproofing of roofs, basements, etc. shall be laid under a ten year guarantee. Waterproofing to roofs shall be laid to even falls to outlets etc. with necessary ridges, hips and valleys. Descriptions of sheet or membrane waterproofing shall be deemed to include additional labour to turn-ups and turn-downs. |  |  |  |  | 1
Section 4: Classroom Conversion to SNP Kitchen | Bill No. 5: Waterproofing |  |  |  | All the components to be cleaned and surveyed for defects and cracks, etc. before the application /installation of any form of water proofing. |  |  |  |  | 1
Section 4: Classroom Conversion to SNP Kitchen | Bill No. 5: Waterproofing |  |  |  | DAMPPROOFING OF WALLS AND FLOORS |  |  |  |  | 1
Section 4: Classroom Conversion to SNP Kitchen | Bill No. 5: Waterproofing |  |  |  | One layer of 375 Micron Consol Plastics Brikgrip DPC embossed damp proof course |  |  |  |  | 1
Section 4: Classroom Conversion to SNP Kitchen | Bill No. 5: Waterproofing |  | A |  | In walls | m2 | 15 | 65 | 975 | 1
Section 4: Classroom Conversion to SNP Kitchen | Bill No. 5: Waterproofing |  |  |  | One layer of 250 Micron "Plastall Gunplas USB Green" waterproof sheeting Type C, sealed at laps with "Gunplas Pressure Sensitive Tape" |  |  |  |  | 1
Section 4: Classroom Conversion to SNP Kitchen | Bill No. 5: Waterproofing |  | B |  | To floors | m2 | 21 | 65 | 1365 | 1
Section 4: Classroom Conversion to SNP Kitchen | Bill No. 6: Capentry |  |  |  | SECTION NO. 4 |  |  |  |  | 1
Section 4: Classroom Conversion to SNP Kitchen | Bill No. 6: Capentry |  |  |  | LEPHADIMISHA - CLASSROOM CONVERSION TO SNP KITCHEN |  |  |  |  | 1
Section 4: Classroom Conversion to SNP Kitchen | Bill No. 6: Capentry |  |  |  | BILL NO. 6 |  |  |  |  | 1
Section 4: Classroom Conversion to SNP Kitchen | Bill No. 6: Capentry |  |  |  | CARPENTRY AND JOINERY |  |  |  |  | 1
Section 4: Classroom Conversion to SNP Kitchen | Bill No. 6: Capentry |  |  |  | NOTES |  |  |  |  | 1
Section 4: Classroom Conversion to SNP Kitchen | Bill No. 6: Capentry |  |  |  | For preambles see "Model Preambles for Trades 2017" |  |  |  |  | 1
Section 4: Classroom Conversion to SNP Kitchen | Bill No. 6: Capentry |  |  |  | SUPPLEMENTARY PREAMBLES |  |  |  |  | 1
Section 4: Classroom Conversion to SNP Kitchen | Bill No. 6: Capentry |  |  |  | Fixing |  |  |  |  | 1
Section 4: Classroom Conversion to SNP Kitchen | Bill No. 6: Capentry |  |  |  | Items described as "nailed" shall be deemed to be fixed with hardened steel nails or pins, or to be shot-pinned, to brickwork or concrete |  |  |  |  | 1
Section 4: Classroom Conversion to SNP Kitchen | Bill No. 6: Capentry |  |  |  | Items described as "plugged" shall be deemed to include screwing to fibre, plastic or metal plugs at not exceeding 500mm centres, and where described as "bolted", the bolts have been given elsewhere |  |  |  |  | 1
Section 4: Classroom Conversion to SNP Kitchen | Bill No. 6: Capentry |  |  |  | Joinery |  |  |  |  | 1
Section 4: Classroom Conversion to SNP Kitchen | Bill No. 6: Capentry |  |  |  | Descriptions of frames shall be deemed to include frames, transoms, rails, etc. |  |  |  |  | 1
Section 4: Classroom Conversion to SNP Kitchen | Bill No. 6: Capentry |  |  |  | Descriptions of hardwood joinery shall be deemed to include sinking and pelleting heads and nuts of bolts |  |  |  |  | 1
Section 4: Classroom Conversion to SNP Kitchen | Bill No. 6: Capentry |  |  |  | Decorative thermosetting plastic laminate covering |  |  |  |  | 1
Section 4: Classroom Conversion to SNP Kitchen | Bill No. 6: Capentry |  |  |  | Laminate covering shall be glued under pressure and edge strips of same shall be butt jointed at junctions with adjacent similar finish |  |  |  |  | 1
Section 4: Classroom Conversion to SNP Kitchen | Bill No. 6: Capentry |  |  |  | Dimensions in descriptions of trusses are nominal and actual measurements are to be obtained from the architect/engineer and/or taken on site before design or fabrication commences |  |  |  |  | 1
Section 4: Classroom Conversion to SNP Kitchen | Bill No. 6: Capentry |  |  |  | DOORS, FRAMES ETC |  |  |  |  | 1
Section 4: Classroom Conversion to SNP Kitchen | Bill No. 6: Capentry |  |  |  | Wooden Doors |  |  |  |  | 1
Section 4: Classroom Conversion to SNP Kitchen | Bill No. 6: Capentry |  | A |  | Size 813x2032x40mm semi solid core door. finish with 1 coat universal undercoat and 2 coats Enamel paint. Galvanized Finish (T01) | No | 1 | 2300 | 2300 | 1
Section 4: Classroom Conversion to SNP Kitchen | Bill No. 6: Capentry |  | B |  | Size 813x2032x40mm semi solid core door. finish with 1 coat universal undercoat and 2 coats Enamel paint. Galvanized Finish (TO2) | No | 4 | 2300 | 9200 | 1
Section 4: Classroom Conversion to SNP Kitchen | Bill No. 6: Capentry |  | C |  | Size 813x2032x40mm semi solid core door with louvre. finish with 1 coat universal undercoat and 2 coats Enamel paint. Galvanized Finish (TO3) | No | 1 | 2300 | 2300 | 1
Section 4: Classroom Conversion to SNP Kitchen | Bill No. 6: Capentry |  |  |  | SKIRTING |  |  |  |  | 1
Section 4: Classroom Conversion to SNP Kitchen | Bill No. 6: Capentry |  |  |  | MERANTI SKIRTING: |  |  |  |  | 1
Section 4: Classroom Conversion to SNP Kitchen | Bill No. 6: Capentry |  | D |  | 69mm x 19mm selected wrot Meranti skirting, slightly rounded on top leading edge and ploughed on rear face, needle steel nailed to walls at 600mm centres. The skirting is to have splayed header joints and mitred angles. Finish skirting with 25 x 25 mm selected wrot Meranti quarter round, needle steel nailed to wall through skirting @ 600mm centres. | m | 73 | 75 | 5475 | 1
Section 4: Classroom Conversion to SNP Kitchen | Bill No. 7: Ceilings and Partitions |  |  |  | SECTION NO. 4 |  |  |  |  | 1
Section 4: Classroom Conversion to SNP Kitchen | Bill No. 7: Ceilings and Partitions |  |  |  | LEPHADIMISHA - CLASSROOM CONVERSION TO SNP KITCHEN |  |  |  |  | 1
Section 4: Classroom Conversion to SNP Kitchen | Bill No. 7: Ceilings and Partitions |  |  |  | BILL NO. 7 |  |  |  |  | 1
Section 4: Classroom Conversion to SNP Kitchen | Bill No. 7: Ceilings and Partitions |  |  |  | CEILINGS AND PARTITIONS |  |  |  |  | 1
Section 4: Classroom Conversion to SNP Kitchen | Bill No. 7: Ceilings and Partitions |  |  |  | NOTES |  |  |  |  | 1
Section 4: Classroom Conversion to SNP Kitchen | Bill No. 7: Ceilings and Partitions |  |  |  | For preambles see "Model Preambles for Trades 2017" |  |  |  |  | 1
Section 4: Classroom Conversion to SNP Kitchen | Bill No. 7: Ceilings and Partitions |  |  |  | SUPPLEMENTARY PREAMBLES |  |  |  |  | 1
Section 4: Classroom Conversion to SNP Kitchen | Bill No. 7: Ceilings and Partitions |  |  |  | Fixing |  |  |  |  | 1
Section 4: Classroom Conversion to SNP Kitchen | Bill No. 7: Ceilings and Partitions |  |  |  | Items described as "nailed" shall be deemed to be fixed with hardened steel nails or pins, or to be shot-pinned, to brickwork or concrete |  |  |  |  | 1
Section 4: Classroom Conversion to SNP Kitchen | Bill No. 7: Ceilings and Partitions |  |  |  | Items described as "plugged" shall be deemed to include screwing to fibre, plastic or metal plugs at not exceeding 500mm centres, and where described as "bolted", the bolts have been given elsewhere |  |  |  |  | 1
Section 4: Classroom Conversion to SNP Kitchen | Bill No. 7: Ceilings and Partitions |  |  |  | Ceilings |  |  |  |  | 1
Section 4: Classroom Conversion to SNP Kitchen | Bill No. 7: Ceilings and Partitions |  |  |  | Unless otherwise described ceilings shall be deemed to be horizontal |  |  |  |  | 1
Section 4: Classroom Conversion to SNP Kitchen | Bill No. 7: Ceilings and Partitions |  |  |  | Electrical light fittings, diffusers, panels etc are generally "lay-in" units of the same dimensions as the suspension grid described and allowance must be made in the rates accordingly for their support inclusive of any flexibility in setting out that may be required (ceiling panels have not been deducted and pricing is to take cognisance thereof) |  |  |  |  | 1
Section 4: Classroom Conversion to SNP Kitchen | Bill No. 7: Ceilings and Partitions |  |  |  | Steel components |  |  |  |  | 1
Section 4: Classroom Conversion to SNP Kitchen | Bill No. 7: Ceilings and Partitions |  |  |  | All steel components for ceilings, partitions, etc. are to be galvanised in accordance with SANS 121 |  |  |  |  | 1
Section 4: Classroom Conversion to SNP Kitchen | Bill No. 7: Ceilings and Partitions |  |  |  | NAILED UP CEILINGS |  |  |  |  | 1
Section 4: Classroom Conversion to SNP Kitchen | Bill No. 7: Ceilings and Partitions |  |  |  | 6mm Gypsum ceiling Board fixed to 38x38mm SAP battens. |  |  |  |  | 1
Section 4: Classroom Conversion to SNP Kitchen | Bill No. 7: Ceilings and Partitions |  | A |  | Ceilings including as pine brandering at 500mm centres in both directions, | m2 | 62 | 185 | 11470 | 1
Section 4: Classroom Conversion to SNP Kitchen | Bill No. 7: Ceilings and Partitions |  | B |  | Extra over ceiling for 600 x 600mm trap door | No | 3 | 500 | 1500 | 1
Section 4: Classroom Conversion to SNP Kitchen | Bill No. 7: Ceilings and Partitions |  |  |  | CORNICES |  |  |  |  | 1
Section 4: Classroom Conversion to SNP Kitchen | Bill No. 7: Ceilings and Partitions |  | C |  | 75mm Gypsum coved cornice nailed to wall and ceiling. | m | 71 | 85 | 6035 | 1
Section 4: Classroom Conversion to SNP Kitchen | Bill No. 7: Ceilings and Partitions |  |  |  | INSULATION |  |  |  |  | 1
Section 4: Classroom Conversion to SNP Kitchen | Bill No. 7: Ceilings and Partitions |  |  |  | Non-combustible fibreglass insulation of a density of not less than 10kg/m3 bonded with an inert thermo-setting resin |  |  |  |  | 1
Section 4: Classroom Conversion to SNP Kitchen | Bill No. 7: Ceilings and Partitions |  | D |  | Aerolite Pink 50mm | m2 | 62 | 185 | 11470 | 1
Section 4: Classroom Conversion to SNP Kitchen | Bill No. 8: Floor Coverings |  |  |  | SECTION NO. 4 |  |  |  |  | 1
Section 4: Classroom Conversion to SNP Kitchen | Bill No. 8: Floor Coverings |  |  |  | LEPHADIMISHA - CLASSROOM CONVERSION TO SNP KITCHEN |  |  |  |  | 1
Section 4: Classroom Conversion to SNP Kitchen | Bill No. 8: Floor Coverings |  |  |  | BILL NO. 8 |  |  |  |  | 1
Section 4: Classroom Conversion to SNP Kitchen | Bill No. 8: Floor Coverings |  |  |  | FLOOR COVERINGS |  |  |  |  | 1
Section 4: Classroom Conversion to SNP Kitchen | Bill No. 8: Floor Coverings |  |  |  | NOTES |  |  |  |  | 1
Section 4: Classroom Conversion to SNP Kitchen | Bill No. 8: Floor Coverings |  |  |  | For preambles see "Model Preambles for Trades 2017" |  |  |  |  | 1
Section 4: Classroom Conversion to SNP Kitchen | Bill No. 8: Floor Coverings |  |  |  | SUPPLEMENTARY PREAMBLES |  |  |  |  | 1
Section 4: Classroom Conversion to SNP Kitchen | Bill No. 8: Floor Coverings |  |  |  | Proprietary Products In Descriptions Proprietary products shall be deemed to include the statement "or similarly approved" in the description specified. Substitute products of similar quality and specification may be used with prior approval by the Principal Agent. |  |  |  |  | 1
Section 4: Classroom Conversion to SNP Kitchen | Bill No. 8: Floor Coverings |  |  |  | VINYL SHEET |  |  |  |  | 1
Section 4: Classroom Conversion to SNP Kitchen | Bill No. 8: Floor Coverings |  |  |  | FloorworX Superflex fully flexible vinyl floor sheeting 1,2m wide x 2mm thick x 15m long (Subfloor measured elsewhere) |  |  |  |  | 1
Section 4: Classroom Conversion to SNP Kitchen | Bill No. 8: Floor Coverings |  | A |  | On floors | m2 | 62 | 400 | 24800 | 1
Section 4: Classroom Conversion to SNP Kitchen | Bill No. 8: Floor Coverings |  |  |  | POLISH, SEALERS, ETC |  |  |  |  | 1
Section 4: Classroom Conversion to SNP Kitchen | Bill No. 8: Floor Coverings |  | B |  | Two coats wax polish on vinly floors | m2 | 62 | 30 | 1860 | 1
Section 4: Classroom Conversion to SNP Kitchen | Bill No. 10: Ironmongery |  |  |  | SECTION NO. 4 |  |  |  |  | 1
Section 4: Classroom Conversion to SNP Kitchen | Bill No. 10: Ironmongery |  |  |  | LEPHADIMISHA - CLASSROOM CONVERSION TO SNP KITCHEN |  |  |  |  | 1
Section 4: Classroom Conversion to SNP Kitchen | Bill No. 10: Ironmongery |  |  |  | BILL NO. 10 |  |  |  |  | 1
Section 4: Classroom Conversion to SNP Kitchen | Bill No. 10: Ironmongery |  |  |  | IRONMONGERY |  |  |  |  | 1
Section 4: Classroom Conversion to SNP Kitchen | Bill No. 10: Ironmongery |  |  |  | NOTES |  |  |  |  | 1
Section 4: Classroom Conversion to SNP Kitchen | Bill No. 10: Ironmongery |  |  |  | For preambles see "Model Preambles for Trades 2017" |  |  |  |  | 1
Section 4: Classroom Conversion to SNP Kitchen | Bill No. 10: Ironmongery |  |  |  | HINGES, BOLTS, ETC |  |  |  |  | 1
Section 4: Classroom Conversion to SNP Kitchen | Bill No. 10: Ironmongery |  | A |  | 100 x 75mm Aluminium hinge with stainless steel washers | No | 12 | 200 | 2400 | 1
Section 4: Classroom Conversion to SNP Kitchen | Bill No. 10: Ironmongery |  | B |  | 150mm Chromium plated barrel bolt | No | 12 | 200 | 2400 | 1
Section 4: Classroom Conversion to SNP Kitchen | Bill No. 10: Ironmongery |  |  |  | DOOR LOCKSETS, HANDLES etc. |  |  |  |  | 1
Section 4: Classroom Conversion to SNP Kitchen | Bill No. 10: Ironmongery |  | C |  | 3 lever mortice lock or similar approved | No | 6 | 450 | 2700 | 1
Section 4: Classroom Conversion to SNP Kitchen | Bill No. 10: Ironmongery |  | D |  | 75 x 150mm anodised aluminium pull door handles with back plates | No | 6 | 650 | 3900 | 1
Section 4: Classroom Conversion to SNP Kitchen | Bill No. 10: Ironmongery |  | E |  | 90 x 150mm anodised aluminium pull door handles with back plates | No | 6 | 650 | 3900 | 1
Section 4: Classroom Conversion to SNP Kitchen | Bill No. 10: Ironmongery |  |  |  | PUSH PLATES AND KICKING PLATES |  |  |  |  | 1
Section 4: Classroom Conversion to SNP Kitchen | Bill No. 10: Ironmongery |  | F |  | 079/160 160 x 160 x 1.6mm push plate SS | No | 6 | 850 | 5100 | 1
Section 4: Classroom Conversion to SNP Kitchen | Bill No. 10: Ironmongery |  | G |  | SS5089-650W. Kick plate 813mm x 900mm high | No | 6 | 850 | 5100 | 1
Section 4: Classroom Conversion to SNP Kitchen | Bill No. 10: Ironmongery |  |  |  | DOOR STOP |  |  |  |  | 1
Section 4: Classroom Conversion to SNP Kitchen | Bill No. 10: Ironmongery |  | H |  | Half Moon Satin Nickel Door Stopper | No | 6 | 80 | 480 | 1
Section 4: Classroom Conversion to SNP Kitchen | Bill No. 11: Metalwork |  |  |  | SECTION NO. 4 |  |  |  |  | 1
Section 4: Classroom Conversion to SNP Kitchen | Bill No. 11: Metalwork |  |  |  | LEPHADIMISHA - CLASSROOM CONVERSION TO SNP KITCHEN |  |  |  |  | 1
Section 4: Classroom Conversion to SNP Kitchen | Bill No. 11: Metalwork |  |  |  | BILL NO. 11 |  |  |  |  | 1
Section 4: Classroom Conversion to SNP Kitchen | Bill No. 11: Metalwork |  |  |  | METALWORK |  |  |  |  | 1
Section 4: Classroom Conversion to SNP Kitchen | Bill No. 11: Metalwork |  |  |  | NOTES |  |  |  |  | 1
Section 4: Classroom Conversion to SNP Kitchen | Bill No. 11: Metalwork |  |  |  | For preambles see "Model Preambles for Trades 2017" |  |  |  |  | 1
Section 4: Classroom Conversion to SNP Kitchen | Bill No. 11: Metalwork |  |  |  | SUPPLEMENTARY PREAMBLES |  |  |  |  | 1
Section 4: Classroom Conversion to SNP Kitchen | Bill No. 11: Metalwork |  |  |  | Descriptions of bolts shall be deemed to include nuts and washers |  |  |  |  | 1
Section 4: Classroom Conversion to SNP Kitchen | Bill No. 11: Metalwork |  |  |  | Descriptions of expansion anchors and bolts and chemical anchors and bolts shall be deemed to include nuts, washers and mortices in brickwork or concrete |  |  |  |  | 1
Section 4: Classroom Conversion to SNP Kitchen | Bill No. 11: Metalwork |  |  |  | Metalwork described as "holed for bolt(s)" shall be deemed to exclude the bolts unless otherwise described |  |  |  |  | 1
Section 4: Classroom Conversion to SNP Kitchen | Bill No. 11: Metalwork |  |  |  | DOORS, WINDOWS, CURTAIN WALLING, SHOPFRONTS, ETC |  |  |  |  | 1
Section 4: Classroom Conversion to SNP Kitchen | Bill No. 11: Metalwork |  |  |  | PRESSED STEEL DOOR FRAMES (1,2mm rebated) |  |  |  |  | 1
Section 4: Classroom Conversion to SNP Kitchen | Bill No. 11: Metalwork |  |  |  | Supply and install complete rebated frames suitable for brick walls |  |  |  |  | 1
Section 4: Classroom Conversion to SNP Kitchen | Bill No. 11: Metalwork |  | A |  | 1,2mm Rebated frames suitable For door 813 x 2 032mm high | No | 5 | 1450 | 7250 | 1
Section 4: Classroom Conversion to SNP Kitchen | Bill No. 11: Metalwork |  | B |  | 1,2mm Rebated frames suitable For door 800 x 2 032mm high | No | 1 | 1550 | 1550 | 1
Section 4: Classroom Conversion to SNP Kitchen | Bill No. 11: Metalwork |  |  |  | STEEL WINDOWS, DOORS, ETC |  |  |  |  | 1
Section 4: Classroom Conversion to SNP Kitchen | Bill No. 11: Metalwork |  |  |  | GALVANISED STEEL WINDOWS, DOORS, ETC |  |  |  |  | 1
Section 4: Classroom Conversion to SNP Kitchen | Bill No. 11: Metalwork |  | C |  | Standard school windows Window 855 x 890 mm high with 4mm clear safety glass | No | 4 | 1450 | 5800 | 1
Section 4: Classroom Conversion to SNP Kitchen | Bill No. 11: Metalwork |  | D |  | 1175 X 2500 mm high roller sutter door, inclusive of glavanised steel 76x38x2.5mm Guidees and 75x1mm steel Galvanised roller sutter slats | No | 1 | 18000 | 18000 | 1
Section 4: Classroom Conversion to SNP Kitchen | Bill No. 12: Plastering |  |  |  | SECTION NO. 4 |  |  |  |  | 1
Section 4: Classroom Conversion to SNP Kitchen | Bill No. 12: Plastering |  |  |  | LEPHADIMISHA - CLASSROOM CONVERSION TO SNP KITCHEN |  |  |  |  | 1
Section 4: Classroom Conversion to SNP Kitchen | Bill No. 12: Plastering |  |  |  | BILL NO. 12 |  |  |  |  | 1
Section 4: Classroom Conversion to SNP Kitchen | Bill No. 12: Plastering |  |  |  | PLASTERING |  |  |  |  | 1
Section 4: Classroom Conversion to SNP Kitchen | Bill No. 12: Plastering |  |  |  | NOTES |  |  |  |  | 1
Section 4: Classroom Conversion to SNP Kitchen | Bill No. 12: Plastering |  |  |  | For preambles see "Model Preambles for Trades 2017" |  |  |  |  | 1
Section 4: Classroom Conversion to SNP Kitchen | Bill No. 12: Plastering |  |  |  | SCREEDS |  |  |  |  | 1
Section 4: Classroom Conversion to SNP Kitchen | Bill No. 12: Plastering |  |  |  | 1:3 Cement plaster screeds steel floated |  |  |  |  | 1
Section 4: Classroom Conversion to SNP Kitchen | Bill No. 12: Plastering |  | A |  | 40mm Thick on floors and landings | m2 | 21 | 165 | 3465 | 1
Section 4: Classroom Conversion to SNP Kitchen | Bill No. 12: Plastering |  |  |  | INTERNAL PLASTER |  |  |  |  | 1
Section 4: Classroom Conversion to SNP Kitchen | Bill No. 12: Plastering |  |  |  | One coat 1:4 cement plaster rendering on brickwork with a smooth surface with a steel trowel. |  |  |  |  | 1
Section 4: Classroom Conversion to SNP Kitchen | Bill No. 12: Plastering |  | B |  | On brick walls | m2 | 148 | 95 | 14060 | 1
Section 4: Classroom Conversion to SNP Kitchen | Bill No. 13: Plumbing and Drainage |  |  |  | SECTION NO. 4 |  |  |  |  | 1
Section 4: Classroom Conversion to SNP Kitchen | Bill No. 13: Plumbing and Drainage |  |  |  | LEPHADIMISHA - CLASSROOM CONVERSION TO SNP KITCHEN |  |  |  |  | 1
Section 4: Classroom Conversion to SNP Kitchen | Bill No. 13: Plumbing and Drainage |  |  |  | BILL NO. 13 |  |  |  |  | 1
Section 4: Classroom Conversion to SNP Kitchen | Bill No. 13: Plumbing and Drainage |  |  |  | PLUMBING AND DRAINAGE |  |  |  |  | 1
Section 4: Classroom Conversion to SNP Kitchen | Bill No. 13: Plumbing and Drainage |  |  |  | NOTES |  |  |  |  | 1
Section 4: Classroom Conversion to SNP Kitchen | Bill No. 13: Plumbing and Drainage |  |  |  | For preambles see "Model Preambles for Trades 2017" |  |  |  |  | 1
Section 4: Classroom Conversion to SNP Kitchen | Bill No. 13: Plumbing and Drainage |  |  |  | SUPPLEMENTARY PREAMBLES |  |  |  |  | 1
Section 4: Classroom Conversion to SNP Kitchen | Bill No. 13: Plumbing and Drainage |  |  |  | Wire gratings |  |  |  |  | 1
Section 4: Classroom Conversion to SNP Kitchen | Bill No. 13: Plumbing and Drainage |  |  |  | Descriptions of gutter outlets etc. shall be deemed to include wire balloon gratings |  |  |  |  | 1
Section 4: Classroom Conversion to SNP Kitchen | Bill No. 13: Plumbing and Drainage |  |  |  | Stainless steel basins, sinks, wash troughs, urinals, etc. |  |  |  |  | 1
Section 4: Classroom Conversion to SNP Kitchen | Bill No. 13: Plumbing and Drainage |  |  |  | Stainless steel for economy basins, domestic sinks and worktops shall be Type 430 (17/0) Stainless steel for urinals, basins, quality sinks, wash troughs, institutional equipment, etc. shall be Type 304 (18/8) Stainless steel for laboratory sinks, photographic equipment, etc. shall be Type 316 (18/8) Units shall have standard aprons on all exposed edges and tiling keys against walls where applicable |  |  |  |  | 1
Section 4: Classroom Conversion to SNP Kitchen | Bill No. 13: Plumbing and Drainage |  |  |  | Sealing of edges |  |  |  |  | 1
Section 4: Classroom Conversion to SNP Kitchen | Bill No. 13: Plumbing and Drainage |  |  |  | Outer edges of sinks, basins, baths, urinals, etc. are to be sealed against adjacent surfaces with approved silicone |  |  |  |  | 1
Section 4: Classroom Conversion to SNP Kitchen | Bill No. 13: Plumbing and Drainage |  |  |  | U-PVC pipes and fittings |  |  |  |  | 1
Section 4: Classroom Conversion to SNP Kitchen | Bill No. 13: Plumbing and Drainage |  |  |  | Sewer and drainage pipes and fittings shall be jointed and sealed with butyl rubber rings Soil, waste and vent pipes and fittings shall be solvent weld jointed or sealed with butyl rubber rings |  |  |  |  | 1
Section 4: Classroom Conversion to SNP Kitchen | Bill No. 13: Plumbing and Drainage |  |  |  | U-PVC pressure pipes and fittings |  |  |  |  | 1
Section 4: Classroom Conversion to SNP Kitchen | Bill No. 13: Plumbing and Drainage |  |  |  | Pipes of 50mm diameter and smaller shall be plain ended with solvent welded U-PVC loose sockets and fittings Pipes of 63mm diameter and greater shall have sockets and spigots with push-in type integral rubber ring joints. Bends shall be U-PVC and all other fittings shall be cast iron, all with similar push-in type joints |  |  |  |  | 1
Section 4: Classroom Conversion to SNP Kitchen | Bill No. 13: Plumbing and Drainage |  |  |  | Polypropylene pipes |  |  |  |  | 1
Section 4: Classroom Conversion to SNP Kitchen | Bill No. 13: Plumbing and Drainage |  |  |  | Polypropylene pipes 54mm diameter and smaller shall be seamless copper coloured Class 16 pipes jointed with heat welded thermoplastic or where so described compression fittings Pipes shall be firmly fixed to walls, etc. with coloured nylon snap-in pipe clips with provision for accommodating thermal movement and jointed and fixed strictly in accordance with the manufacturer's instructions |  |  |  |  | 1
Section 4: Classroom Conversion to SNP Kitchen | Bill No. 13: Plumbing and Drainage |  |  |  | Reducing fittings |  |  |  |  | 1
Section 4: Classroom Conversion to SNP Kitchen | Bill No. 13: Plumbing and Drainage |  |  |  | Where fittings have reducing ends or branches they are described as "reducing" and only the largest end or branch size is given. Should the contractor wish to use other fittings and bushes or reducers he may do so on the understanding that no claim in this regard will be entertained |  |  |  |  | 1
Section 4: Classroom Conversion to SNP Kitchen | Bill No. 13: Plumbing and Drainage |  |  |  | Fixing of pipes |  |  |  |  | 1
Section 4: Classroom Conversion to SNP Kitchen | Bill No. 13: Plumbing and Drainage |  |  |  | Unless specifically otherwise stated, descriptions of pipes shall be deemed to include fixing to walls, etc., casting in, building in or suspending not exceeding 1m below suspension level |  |  |  |  | 1
Section 4: Classroom Conversion to SNP Kitchen | Bill No. 13: Plumbing and Drainage |  |  |  | Paper wrapping to pipes |  |  |  |  | 1
Section 4: Classroom Conversion to SNP Kitchen | Bill No. 13: Plumbing and Drainage |  |  |  | Pipes chased into brickwork must be wrapped with two layers of stout brown paper tied with wire. Rates are to include for wrapping around joints and fittings |  |  |  |  | 1
Section 4: Classroom Conversion to SNP Kitchen | Bill No. 13: Plumbing and Drainage |  |  |  | Disinfection of water pipework |  |  |  |  | 1
Section 4: Classroom Conversion to SNP Kitchen | Bill No. 13: Plumbing and Drainage |  |  |  | Water pipework is to be disinfected at completion |  |  |  |  | 1
Section 4: Classroom Conversion to SNP Kitchen | Bill No. 13: Plumbing and Drainage |  |  |  | Petrolatum anti-corrosion tape |  |  |  |  | 1
Section 4: Classroom Conversion to SNP Kitchen | Bill No. 13: Plumbing and Drainage |  |  |  | Pipes to be taped shall be coated with the appropriate primer and the tape shall be applied in the appropriate widths and with ?% overlaps Couplings and fittings to pipes shall be taped in strict accordance with the manufacturer's instructions |  |  |  |  | 1
Section 4: Classroom Conversion to SNP Kitchen | Bill No. 13: Plumbing and Drainage |  |  |  | Prices for wrapping of pipes shall include for all work as described to couplings in the length |  |  |  |  | 1
Section 4: Classroom Conversion to SNP Kitchen | Bill No. 13: Plumbing and Drainage |  |  |  | Laying, backfilling, bedding, etc. of pipes |  |  |  |  | 1
Section 4: Classroom Conversion to SNP Kitchen | Bill No. 13: Plumbing and Drainage |  |  |  | Pipes shall be laid and bedded in accordance with manufacturers' instructions and trenches shall be carefully backfilled |  |  |  |  | 1
Section 4: Classroom Conversion to SNP Kitchen | Bill No. 13: Plumbing and Drainage |  |  |  | Where no manufacturers' instructions exist, pipes shall be laid in accordance with the relevant section of SANS 2001 |  |  |  |  | 1
Section 4: Classroom Conversion to SNP Kitchen | Bill No. 13: Plumbing and Drainage |  |  |  | General |  |  |  |  | 1
Section 4: Classroom Conversion to SNP Kitchen | Bill No. 13: Plumbing and Drainage |  |  |  | Descriptions of cast iron roof outlets shall be deemed to include joints to pipes and casting into concrete (adaptors for joints to PVC pipes, etc. are given separately) Descriptions of overflow pipes where measured in number, shall be deemed to include joints to cisterns and splay cut ends |  |  |  |  | 1
Section 4: Classroom Conversion to SNP Kitchen | Bill No. 13: Plumbing and Drainage |  |  |  | Descriptions of pipes laid in and including trenches and of inspection chambers, catch pits, etc. shall be deemed to include excavation, bedding, backfilling, compaction to a minimum of 93% Mod AASHTO density and disposal of surplus material on site |  |  |  |  | 1
Section 4: Classroom Conversion to SNP Kitchen | Bill No. 13: Plumbing and Drainage |  |  |  | Descriptions of service pipes and flexible connecting pipes shall be deemed to include connections to taps, cisterns, etc. and to steel pipes (adaptors for connections to copper pipes, etc. are given separately) |  |  |  |  | 1
Section 4: Classroom Conversion to SNP Kitchen | Bill No. 13: Plumbing and Drainage |  |  |  | Descriptions of WC pans, slop hoppers, etc. shall be deemed to include for joints to soil pipes (pan connectors are separately measured) |  |  |  |  | 1
Section 4: Classroom Conversion to SNP Kitchen | Bill No. 13: Plumbing and Drainage |  |  |  | As-built drawings |  |  |  |  | 1
Section 4: Classroom Conversion to SNP Kitchen | Bill No. 13: Plumbing and Drainage |  |  |  | Where required, the contractor shall prepare an updated set of as-built drawings. At completion of the contract the contractor shall hand these drawings to the principal agent for reproducing onto the originals for handing over to the employer (provision for allowance of as-built drawings elsewhere) |  |  |  |  | 1
Section 4: Classroom Conversion to SNP Kitchen | Bill No. 13: Plumbing and Drainage |  |  |  | SANITARY FITTINGS |  |  |  |  | 1
Section 4: Classroom Conversion to SNP Kitchen | Bill No. 13: Plumbing and Drainage |  |  |  | VAAL or Equally Approved |  |  |  |  | 1
Section 4: Classroom Conversion to SNP Kitchen | Bill No. 13: Plumbing and Drainage |  |  |  | SINK |  |  |  |  | 1
Section 4: Classroom Conversion to SNP Kitchen | Bill No. 13: Plumbing and Drainage |  | A |  | Drop-on type sink and drainer size 1360mm long x 500mm wide of grade 304 (18/10) stainless steel with bowl complete with 40mm chromium plated brass unslotted wastes, plugs and chains and fixing to top of timber cabinet (elsewhere). Sink complete with sink mixer | No | 2 | 3700 | 7400 | 1
Section 4: Classroom Conversion to SNP Kitchen | Bill No. 13: Plumbing and Drainage |  |  |  | Basins |  |  |  |  | 1
Section 4: Classroom Conversion to SNP Kitchen | Bill No. 13: Plumbing and Drainage |  | C |  | 510 x 405mm Vaal "Hibiscus" Sanitary ware vitreous China basin with three semi-punched tap holes integrated overflow and chain stay hole through the centre semi-punched. Basin complete with basin mixer | No | 3 | 1950 | 5850 | 1
Section 4: Classroom Conversion to SNP Kitchen | Bill No. 13: Plumbing and Drainage |  | D |  | Bottle trap, 32mm, chrome with 75mm deep re-seal and adjustable telescopic pipe, and 1¼" female inlet x 1¼" male outlet. (Code:COB-340) | No | 3 | 500 | 1500 | 1
Section 4: Classroom Conversion to SNP Kitchen | Bill No. 13: Plumbing and Drainage |  | E |  | Anti-theft plug for basin wastes, chrome-plated with 72mm spindle and spindle-locking tab, and 39mm diameter plug. (Code: COB-309-32) | No | 3 | 650 | 1950 | 1
Section 4: Classroom Conversion to SNP Kitchen | Bill No. 14: Glazing |  |  |  | SECTION NO. 4 |  |  |  |  | 1
Section 4: Classroom Conversion to SNP Kitchen | Bill No. 14: Glazing |  |  |  | LEPHADIMISHA - CLASSROOM CONVERSION TO SNP KITCHEN |  |  |  |  | 1
Section 4: Classroom Conversion to SNP Kitchen | Bill No. 14: Glazing |  |  |  | BILL NO. 14 |  |  |  |  | 1
Section 4: Classroom Conversion to SNP Kitchen | Bill No. 14: Glazing |  |  |  | GLAZING |  |  |  |  | 1
Section 4: Classroom Conversion to SNP Kitchen | Bill No. 14: Glazing |  |  |  | NOTES |  |  |  |  | 1
Section 4: Classroom Conversion to SNP Kitchen | Bill No. 14: Glazing |  |  |  | For preambles see "Model Preambles for Trades 2017" |  |  |  |  | 1
Section 4: Classroom Conversion to SNP Kitchen | Bill No. 14: Glazing |  |  |  | WINDOW GLASS |  |  |  |  | 1
Section 4: Classroom Conversion to SNP Kitchen | Bill No. 14: Glazing |  | A |  | 4mm clear float glass puttied in steel window putty for 855 x 890 window frame | m2 | 4 | 650 | 2600 | 1
Section 4: Classroom Conversion to SNP Kitchen | Bill No. 15: Paintwork |  |  |  | SECTION NO. 4 |  |  |  |  | 1
Section 4: Classroom Conversion to SNP Kitchen | Bill No. 15: Paintwork |  |  |  | LEPHADIMISHA - CLASSROOM CONVERSION TO SNP KITCHEN |  |  |  |  | 1
Section 4: Classroom Conversion to SNP Kitchen | Bill No. 15: Paintwork |  |  |  | BILL NO. 15 |  |  |  |  | 1
Section 4: Classroom Conversion to SNP Kitchen | Bill No. 15: Paintwork |  |  |  | PAINTWORK |  |  |  |  | 1
Section 4: Classroom Conversion to SNP Kitchen | Bill No. 15: Paintwork |  |  |  | NOTES |  |  |  |  | 1
Section 4: Classroom Conversion to SNP Kitchen | Bill No. 15: Paintwork |  |  |  | For preambles see "Model Preambles for Trades 2017" |  |  |  |  | 1
Section 4: Classroom Conversion to SNP Kitchen | Bill No. 15: Paintwork |  |  |  | SUPPLEMENTARY PREAMBLES |  |  |  |  | 1
Section 4: Classroom Conversion to SNP Kitchen | Bill No. 15: Paintwork |  |  |  | Adjoining paint surfaces: The contractor is to take into consideration that the paintwork to the external facade will be applied to different textures as well as differ in paint specification and colour adjoining each other. No claims whatsoever for cost or time extension will be entertained for the above-mentioned. Quality monitoring of paint surfaces: The contractor needs to allow for quality checks of all primer coats by an approved authority (for example Qualitec) prior commencement of final coats. No claims whatsoever for cost or time extension will be entertained for the above-mentioned |  |  |  |  | 1
Section 4: Classroom Conversion to SNP Kitchen | Bill No. 15: Paintwork |  |  |  | PREPARATORY WORK TO EXISTING WORK |  |  |  |  | 1
Section 4: Classroom Conversion to SNP Kitchen | Bill No. 15: Paintwork |  |  |  | Previously painted plastered surfaces |  |  |  |  | 1
Section 4: Classroom Conversion to SNP Kitchen | Bill No. 15: Paintwork |  |  |  | Surfaces shall be thoroughly washed down and allowed to dry completely before any paint is applied. Blistered or peeling paint shall be completely removed and cracks shall be opened, filled with a suitable filler and finished smooth |  |  |  |  | 1
Section 4: Classroom Conversion to SNP Kitchen | Bill No. 15: Paintwork |  |  |  | Previously painted metal surfaces |  |  |  |  | 1
Section 4: Classroom Conversion to SNP Kitchen | Bill No. 15: Paintwork |  |  |  | Surfaces shall be thoroughly rubbed and cleaned down. Blistered or peeling paint shall be completely removed down to bare metal |  |  |  |  | 1
Section 4: Classroom Conversion to SNP Kitchen | Bill No. 15: Paintwork |  |  |  | Roof Surfaces shall be thoroughly sanded, pressure washed, rust treated and re-sealed before being painted. |  |  |  |  | 1
Section 4: Classroom Conversion to SNP Kitchen | Bill No. 15: Paintwork |  |  |  | Previously painted wood surfaces |  |  |  |  | 1
Section 4: Classroom Conversion to SNP Kitchen | Bill No. 15: Paintwork |  |  |  | Surfaces shall be thoroughly cleaned down. Blistered or peeling paint shall be completely removed and cracks and crevices shall be primed, filled with suitable filler and finished smooth |  |  |  |  | 1
Section 4: Classroom Conversion to SNP Kitchen | Bill No. 15: Paintwork |  |  |  | PAINTWORK, ETC TO NEW WORK ON: |  |  |  |  | 1
Section 4: Classroom Conversion to SNP Kitchen | Bill No. 15: Paintwork |  |  |  | FLOATED PLASTER SURFACES WITH |  |  |  |  | 1
Section 4: Classroom Conversion to SNP Kitchen | Bill No. 15: Paintwork |  |  |  | Apply one coat primer, one coat undercoat and two coats acrylic PVA. |  |  |  |  | 1
Section 4: Classroom Conversion to SNP Kitchen | Bill No. 15: Paintwork |  | A |  | On internal plaster | m2 | 148 | 85 | 12580 | 1
Section 4: Classroom Conversion to SNP Kitchen | Bill No. 15: Paintwork |  | B |  | Narrow widths | m2 | 22.2 | 85 | 1887 | 1
Section 4: Classroom Conversion to SNP Kitchen | Bill No. 15: Paintwork |  |  |  | ON FIBRE-CEMENT BOARD SURFACES |  |  |  |  | 1
Section 4: Classroom Conversion to SNP Kitchen | Bill No. 15: Paintwork |  |  |  | Apply one coat plascon 'merit plaster primer', and two coats plascon 'vip plastic PVA'. |  |  |  |  | 1
Section 4: Classroom Conversion to SNP Kitchen | Bill No. 15: Paintwork |  | C |  | Ceiling boards | m2 | 62 | 85 | 5270 | 1
Section 4: Classroom Conversion to SNP Kitchen | Bill No. 15: Paintwork |  | D |  | Cornices | m2 | 21.3 | 85 | 1810.5 | 1
Section 4: Classroom Conversion to SNP Kitchen | Bill No. 15: Paintwork |  |  |  | ON METAL SURFACES |  |  |  |  | 1
Section 4: Classroom Conversion to SNP Kitchen | Bill No. 15: Paintwork |  |  |  | One coat alkyd based universal undercoat and one coat superior quality universal enamel paint |  |  |  |  | 1
Section 4: Classroom Conversion to SNP Kitchen | Bill No. 15: Paintwork |  | E |  | Doors frames | m2 | 40 | 85 | 3400 | 1
Section 4: Classroom Conversion to SNP Kitchen | Bill No. 15: Paintwork |  | F |  | Window frame | m2 | 32 | 85 | 2720 | 1
Section 4: Classroom Conversion to SNP Kitchen | Bill No. 15: Paintwork |  |  |  | ON WOOD SURFACES WITH |  |  |  |  | 1
Section 4: Classroom Conversion to SNP Kitchen | Bill No. 15: Paintwork |  |  |  | One coat oil wood primer, one coat universal undercoat and two coats super universal enamel paint on |  |  |  |  | 1
Section 4: Classroom Conversion to SNP Kitchen | Bill No. 15: Paintwork |  | G |  | Doors | m2 | 24 | 85 | 2040 | 1
Section 4: Classroom Conversion to SNP Kitchen | Bill No. 15: Paintwork |  | H |  | Skirtings, rails, etc not exceeding 300mm girth | m | 73 | 95 | 6935 | 1
Section 4: Classroom Conversion to SNP Kitchen | Bill No. 15: Paintwork |  |  |  | SECTION NO. 4 |  |  |  |  | 1
Section 4: Classroom Conversion to SNP Kitchen | Bill No. 15: Paintwork |  |  |  | LEPHADIMISHA - CLASSROOM CONVERSION TO SNP KITCHEN |  |  |  |  | 1
Section 4: Classroom Conversion to SNP Kitchen | Bill No. 16: Electrical Installations |  |  |  | BILL NO. 16 |  |  |  |  | 1
Section 4: Classroom Conversion to SNP Kitchen | Bill No. 16: Electrical Installations |  |  |  | ELECTRICAL INSTALLATIONS |  |  |  |  | 1
Section 4: Classroom Conversion to SNP Kitchen | Bill No. 16: Electrical Installations |  |  |  | NOTES |  |  |  |  | 1
Section 4: Classroom Conversion to SNP Kitchen | Bill No. 16: Electrical Installations |  |  |  | For preambles see "Model Preambles for Trades 2017" |  |  |  |  | 1
Section 4: Classroom Conversion to SNP Kitchen | Bill No. 16: Electrical Installations |  |  |  | ELECTRICAL INSTALLATION |  |  |  |  | 1
Section 4: Classroom Conversion to SNP Kitchen | Bill No. 16: Electrical Installations |  |  |  | DISTRIBUTION BOARDS |  |  |  |  | 1
Section 4: Classroom Conversion to SNP Kitchen | Bill No. 16: Electrical Installations |  |  |  | COMPLETE SUPPLY & INSTALLATION OF ALL MATERIAL LISTED HEREUNDER: |  |  |  |  | 1
Section 4: Classroom Conversion to SNP Kitchen | Bill No. 16: Electrical Installations |  |  |  | NOTE: TENDERERS ARE ADVISED TO STUDY THEPROJECT SPECIFICATION, QUALITY OF MATERIAL AND INSTALLATION SPECIFICATION THAT IS APPLICABLE TO THE EQUIPMENT AND MATERIALS IN THIS BILL |  |  |  |  | 1
Section 4: Classroom Conversion to SNP Kitchen | Bill No. 16: Electrical Installations |  |  |  | Distribution Board DB-1 : Administration Building |  |  |  |  | 1
Section 4: Classroom Conversion to SNP Kitchen | Bill No. 16: Electrical Installations |  | A |  | Supply and install flush mounted distribution board complete with doors, frames, sub-frames, chassis, fixtures, fittings, terminations, busbars and wiring with spare space as per specification as well as security detail. Material and labour excluding the items listed hereunder Equipment provided in Distribution Board | No | 1 | 4000 | 4000 | 1
Section 4: Classroom Conversion to SNP Kitchen | Bill No. 16: Electrical Installations |  |  |  | Equipment provided in Distribution Board |  |  |  |  | 1
Section 4: Classroom Conversion to SNP Kitchen | Bill No. 16: Electrical Installations |  |  |  | Moulded Case Circuit Breakers |  |  |  |  | 1
Section 4: Classroom Conversion to SNP Kitchen | Bill No. 16: Electrical Installations |  | B |  | 10 Ampere S.P. 3 kA | No | 3 | 300 | 900 | 1
Section 4: Classroom Conversion to SNP Kitchen | Bill No. 16: Electrical Installations |  | C |  | 20 Ampere S.P. 3 kA | No | 2 | 400 | 800 | 1
Section 4: Classroom Conversion to SNP Kitchen | Bill No. 16: Electrical Installations |  | D |  | 63 Ampere D.P. 3kA Main switch | No | 1 | 4500 | 4500 | 1
Section 4: Classroom Conversion to SNP Kitchen | Bill No. 16: Electrical Installations |  |  |  | Earth Leakage Units |  |  |  |  | 1
Section 4: Classroom Conversion to SNP Kitchen | Bill No. 16: Electrical Installations |  | E |  | 63 Ampere DP. 3 kA 30 mA | No | 1 | 1500 | 1500 | 1
Section 4: Classroom Conversion to SNP Kitchen | Bill No. 16: Electrical Installations |  |  |  | Moulded Case Isolators |  |  |  |  | 1
Section 4: Classroom Conversion to SNP Kitchen | Bill No. 16: Electrical Installations |  |  |  | Labels |  |  |  |  | 1
Section 4: Classroom Conversion to SNP Kitchen | Bill No. 16: Electrical Installations |  | F |  | Danger sign and labels as specified | Items | 8 | 100 | 800 | 1
Section 4: Classroom Conversion to SNP Kitchen | Bill No. 16: Electrical Installations |  |  |  | INTERNAL ELECTRICAL INSTALLATION |  |  |  |  | 1
Section 4: Classroom Conversion to SNP Kitchen | Bill No. 16: Electrical Installations |  |  |  | SMALL POWER & LIGHTING |  |  |  |  | 1
Section 4: Classroom Conversion to SNP Kitchen | Bill No. 16: Electrical Installations |  |  |  | Tenderers are advised to study the specification before pricing the bill. |  |  |  |  | 1
Section 4: Classroom Conversion to SNP Kitchen | Bill No. 16: Electrical Installations |  |  |  | (Complete installation : Internal Electrical Installation) |  |  |  |  | 1
Section 4: Classroom Conversion to SNP Kitchen | Bill No. 16: Electrical Installations |  |  |  | SMALL POWER AND LIGHTING |  |  |  |  | 1
Section 4: Classroom Conversion to SNP Kitchen | Bill No. 16: Electrical Installations |  |  |  | Conduit and accessories as specified. |  |  |  |  | 1
Section 4: Classroom Conversion to SNP Kitchen | Bill No. 16: Electrical Installations |  |  |  | Conduit and accessories as specified. Conduit placed in position for casting into concrete or screed, for building or chased into concrete or brickwork and for surface mounted in ceiling void including bending, threading, jointing, short lengths, draw boxes, couplings, bends, tees and saddles. |  |  |  |  | 1
Section 4: Classroom Conversion to SNP Kitchen | Bill No. 16: Electrical Installations |  | G |  | 20mm | m | 300 | 20 | 6000 | 1
Section 4: Classroom Conversion to SNP Kitchen | Bill No. 16: Electrical Installations |  | H |  | 25mm | m | 100 | 22 | 2200 | 1
Section 4: Classroom Conversion to SNP Kitchen | Bill No. 16: Electrical Installations |  |  |  | Round conduit box as specified placed in position for casting into concrete, building or chased into brickwork or surface mounted including locknuts and bushes |  |  |  |  | 1
Section 4: Classroom Conversion to SNP Kitchen | Bill No. 16: Electrical Installations |  | J |  | 60 mm deep | No | 5 | 24 | 120 | 1
Section 4: Classroom Conversion to SNP Kitchen | Bill No. 16: Electrical Installations |  |  |  | Wall boxes as specified placed in position for casting into concrete, building or chased into brickwork including locknuts and bushes |  |  |  |  | 1
Section 4: Classroom Conversion to SNP Kitchen | Bill No. 16: Electrical Installations |  |  |  | Where cavity walls or face brick walls are encountered tenderers must allow to install deep back to back (one end closed) wall boxes |  |  |  |  | 1
Section 4: Classroom Conversion to SNP Kitchen | Bill No. 16: Electrical Installations |  | K |  | 100 x 50mm | No | 7 | 19 | 133 | 1
Section 4: Classroom Conversion to SNP Kitchen | Bill No. 16: Electrical Installations |  | L |  | 100 x 100mm | No | 10 | 20 | 200 | 1
Section 4: Classroom Conversion to SNP Kitchen | Bill No. 16: Electrical Installations |  | M |  | Isolator 30 Ampere DP | No | 1 | 300 | 300 | 1
Section 4: Classroom Conversion to SNP Kitchen | Bill No. 16: Electrical Installations |  |  |  | Blank Boxes & Covers |  |  |  |  | 1
Section 4: Classroom Conversion to SNP Kitchen | Bill No. 16: Electrical Installations |  | N |  | 100x100mm | No | 1 | 25 | 25 | 1
Section 4: Classroom Conversion to SNP Kitchen | Bill No. 16: Electrical Installations |  | P |  | 60A Isolators (geyser & stove) | No | 1 | 400 | 400 | 1
Section 4: Classroom Conversion to SNP Kitchen | Bill No. 16: Electrical Installations |  |  |  | Conductors |  |  |  |  | 1
Section 4: Classroom Conversion to SNP Kitchen | Bill No. 16: Electrical Installations |  |  |  | 600/1000V grade PVC insulated stranded |  |  |  |  | 1
Section 4: Classroom Conversion to SNP Kitchen | Bill No. 16: Electrical Installations |  |  |  | copper conductors drawn into conduit |  |  |  |  | 1
Section 4: Classroom Conversion to SNP Kitchen | Bill No. 16: Electrical Installations |  | Q |  | 2,5mm² | m | 390 | 10 | 3900 | 1
Section 4: Classroom Conversion to SNP Kitchen | Bill No. 16: Electrical Installations |  | R |  | 4,0mm² | m | 600 | 12 | 7200 | 1
Section 4: Classroom Conversion to SNP Kitchen | Bill No. 16: Electrical Installations |  | S |  | 6,0mm² | m | 300 | 21.5 | 6450 | 1
Section 4: Classroom Conversion to SNP Kitchen | Bill No. 16: Electrical Installations |  |  |  | Bare stranded copper earth conductors drawn |  |  |  |  | 1
Section 4: Classroom Conversion to SNP Kitchen | Bill No. 16: Electrical Installations |  |  |  | into conduits |  |  |  |  | 1
Section 4: Classroom Conversion to SNP Kitchen | Bill No. 16: Electrical Installations |  | T |  | 2,5mm² | m | 1290 | 10 | 12900 | 1
Section 4: Classroom Conversion to SNP Kitchen | Bill No. 16: Electrical Installations |  |  |  | Appliances |  |  |  |  | 1
Section 4: Classroom Conversion to SNP Kitchen | Bill No. 16: Electrical Installations |  |  |  | Complete with cover plate fixed in flush boxes |  |  |  |  | 1
Section 4: Classroom Conversion to SNP Kitchen | Bill No. 16: Electrical Installations |  |  |  | (boxes elsewhere measured) |  |  |  |  | 1
Section 4: Classroom Conversion to SNP Kitchen | Bill No. 16: Electrical Installations |  |  |  | Socket Outlets |  |  |  |  | 1
Section 4: Classroom Conversion to SNP Kitchen | Bill No. 16: Electrical Installations |  | U |  | Double 16 Ampere round 3-pin 250V grade | No | 9 | 200 | 1800 | 1
Section 4: Classroom Conversion to SNP Kitchen | Bill No. 16: Electrical Installations |  |  |  | Switched socket outlet |  |  |  |  | 1
Section 4: Classroom Conversion to SNP Kitchen | Bill No. 16: Electrical Installations |  | V |  | 20A Isolators |  |  |  |  | 1
Section 4: Classroom Conversion to SNP Kitchen | Bill No. 16: Electrical Installations |  | W |  | 32A Isolators | No | 1 | 320 | 320 | 1
Section 4: Classroom Conversion to SNP Kitchen | Bill No. 16: Electrical Installations |  | X |  | 60A Isolators | No | 1 | 380 | 380 | 1
Section 4: Classroom Conversion to SNP Kitchen | Bill No. 16: Electrical Installations |  |  |  | Light Switches |  |  |  |  | 1
Section 4: Classroom Conversion to SNP Kitchen | Bill No. 16: Electrical Installations |  | Y |  | 16 Ampere 250V grade single lever one way | No | 5 | 155 | 775 | 1
Section 4: Classroom Conversion to SNP Kitchen | Bill No. 16: Electrical Installations |  | Z |  | 16 Ampere 250V grade single lever two way | No | 2 | 165 | 330 | 1
Section 4: Classroom Conversion to SNP Kitchen | Bill No. 16: Electrical Installations |  | AA |  | Galvanised draw wire (1.6mm) | m | 430 | 4.2 | 1806 | 1
Section 4: Classroom Conversion to SNP Kitchen | Bill No. 16: Electrical Installations |  |  |  | Blank Covers |  |  |  |  | 1
Section 4: Classroom Conversion to SNP Kitchen | Bill No. 16: Electrical Installations |  |  |  | 100 x 100mm | No | 5 | 24 | 120 | 1
Section 4: Classroom Conversion to SNP Kitchen | Bill No. 16: Electrical Installations |  |  |  | SLEEVES |  |  |  |  | 1
Section 4: Classroom Conversion to SNP Kitchen | Bill No. 16: Electrical Installations |  | AB |  | 50mm dia | m | 10 | 50 | 500 | 1
Section 4: Classroom Conversion to SNP Kitchen | Bill No. 16: Electrical Installations |  |  |  | LUMINAIRES |  |  |  |  | 1
Section 4: Classroom Conversion to SNP Kitchen | Bill No. 16: Electrical Installations |  |  |  | Installed and mounted to round boxes in |  |  |  |  | 1
Section 4: Classroom Conversion to SNP Kitchen | Bill No. 16: Electrical Installations |  |  |  | brickwork or ceiling including all fixings, |  |  |  |  | 1
Section 4: Classroom Conversion to SNP Kitchen | Bill No. 16: Electrical Installations |  |  |  | brackets, supports, connectors, |  |  |  |  | 1
Section 4: Classroom Conversion to SNP Kitchen | Bill No. 16: Electrical Installations |  |  |  | connections and lamps. |  |  |  |  | 1
Section 4: Classroom Conversion to SNP Kitchen | Bill No. 16: Electrical Installations |  |  |  | Type A |  |  |  |  | 1
Section 4: Classroom Conversion to SNP Kitchen | Bill No. 16: Electrical Installations |  | AC |  | 1200mm long 2 x 18W LED lamp Open channel switch start luminaire as per quality specification. | No | 13 | 1050 | 13650 | 1
Section 4: Classroom Conversion to SNP Kitchen | Bill No. 16: Electrical Installations |  |  |  | Type C2 |  |  |  |  | 1
Section 4: Classroom Conversion to SNP Kitchen | Bill No. 16: Electrical Installations |  | AD |  | 1 x 18W LED lamp bulkhead fitting with high pressure die cast aluminium base and an opal non discoloring acrylic diffuser. IP 65 rated. Black | No | 9 | 1980 | 17820 | 1
Section 4: Classroom Conversion to SNP Kitchen | Bill No. 16: Electrical Installations |  |  |  | TELEPHONE DISTRIBUTION BOARD |  |  |  |  | 1
Section 4: Classroom Conversion to SNP Kitchen | Bill No. 16: Electrical Installations |  | AE |  | Flush mounted telephone distribution board | No | 1 | 1150 | 1150 | 1
Section 4: Classroom Conversion to SNP Kitchen | Bill No. 16: Electrical Installations |  |  |  | size 450 x 450 x 180mm flush mounted |  |  |  |  | 1
Section 4: Classroom Conversion to SNP Kitchen | Bill No. 16: Electrical Installations |  |  |  | complete with doors, frames, sub-frames, |  |  |  |  | 1
Section 4: Classroom Conversion to SNP Kitchen | Bill No. 16: Electrical Installations |  |  |  | fixtures and 20mm thick soft board |  |  |  |  | 1
Section 4: Classroom Conversion to SNP Kitchen | Bill No. 16: Electrical Installations |  |  |  | EARTHING INSTALLATION |  |  |  |  | 1
Section 4: Classroom Conversion to SNP Kitchen | Bill No. 16: Electrical Installations |  |  |  | Conduit : Prices include cutting, bending, threading, reaming bending, setting, joints, draw boxes, expansion joint boxes and installation materials. |  |  |  |  | 1
Section 4: Classroom Conversion to SNP Kitchen | Bill No. 16: Electrical Installations |  |  |  | Prices for concealed conduit shall be averaged for installation in any of the following situations: |  |  |  |  | 1
Section 4: Classroom Conversion to SNP Kitchen | Bill No. 16: Electrical Installations |  |  |  | a) cast in concrete |  |  |  |  | 1
Section 4: Classroom Conversion to SNP Kitchen | Bill No. 16: Electrical Installations |  |  |  | b) built in brickwork |  |  |  |  | 1
Section 4: Classroom Conversion to SNP Kitchen | Bill No. 16: Electrical Installations |  |  |  | c) chased in brickwork |  |  |  |  | 1
Section 4: Classroom Conversion to SNP Kitchen | Bill No. 16: Electrical Installations |  | AF |  | Trenches | m | 2 | 115 | 230 | 1
Section 4: Classroom Conversion to SNP Kitchen | Bill No. 16: Electrical Installations |  | AG |  | Imported material for trenches 0,5 m deep for 70 mm² bare stranded copper earth conductor : | m | 6 | 70 | 420 | 1
Section 4: Classroom Conversion to SNP Kitchen | Bill No. 16: Electrical Installations |  | AH |  | a) Soft sifted soil | m3 | 2 | 65 | 130 | 1
Section 4: Classroom Conversion to SNP Kitchen | Bill No. 16: Electrical Installations |  |  |  | Conductors |  |  |  |  | 1
Section 4: Classroom Conversion to SNP Kitchen | Bill No. 16: Electrical Installations |  | AJ |  | 70mm² bare stranded copper ( From earth bar to Roof structure) | m | 10 | 200 | 2000 | 1
Section 4: Classroom Conversion to SNP Kitchen | Bill No. 16: Electrical Installations |  | AK |  | 16mm² PVC insulated | m | 10 | 65 | 650 | 1
Section 4: Classroom Conversion to SNP Kitchen | Bill No. 16: Electrical Installations |  | AL |  | 16mm² hard drawn aluminium | m | 10 | 55 | 550 | 1
Section 4: Classroom Conversion to SNP Kitchen | Bill No. 16: Electrical Installations |  | AM |  | Supply and install Test terminals block with sliding lock in 100mmx100mm PVC box with cover, at bottom of each down conductor (450mm AFFL) complete with roll bolts. | No | 1 | 156 | 156 | 1
Section 4: Classroom Conversion to SNP Kitchen | Bill No. 16: Electrical Installations |  | AN |  | 1,8 m Earth Rods | m | 1 | 680 | 680 | 1
Section 4: Classroom Conversion to SNP Kitchen | Bill No. 16: Electrical Installations |  | AP |  | Cadwelds/Bolted connections | No | 2 | 130 | 260 | 1
Section 4: Classroom Conversion to SNP Kitchen | Bill No. 16: Electrical Installations |  | AQ |  | 16mm² to roof structures (Connection to roof sheet, with lugs) | m | 2 | 55 | 110 | 1
Section 4: Classroom Conversion to SNP Kitchen | Bill No. 16: Electrical Installations |  | AR |  | 70mm² to steel reinforcing | m | 10 | 200 | 2000 | 1
Section 4: Classroom Conversion to SNP Kitchen | Bill No. 16: Electrical Installations |  | AS |  | 70mm² to earth rods | m | 10 | 200 | 2000 | 1
Section 4: Classroom Conversion to SNP Kitchen | Bill No. 16: Electrical Installations |  |  |  | Drilling |  |  |  |  | 1
Section 4: Classroom Conversion to SNP Kitchen | Bill No. 16: Electrical Installations |  | AT |  | Drilling of 1,8m deep holes in solid rock | No | 1 | 1000 | 1000 | 1
Section 4: Classroom Conversion to SNP Kitchen | Bill No. 16: Electrical Installations |  |  |  | Accessories |  |  |  |  | 1
Section 4: Classroom Conversion to SNP Kitchen | Bill No. 16: Electrical Installations |  | AU |  | 25mm x 5mm copper plated flat bar DB | No | 1 | 125 | 125 | 1
Section 4: Classroom Conversion to SNP Kitchen | Bill No. 16: Electrical Installations |  | AV |  | Bonding strips for water pipe installations | No | 1 | 500 | 500 | 1
Section 4: Classroom Conversion to SNP Kitchen | Bill No. 16: Electrical Installations |  | AW |  | Testing to ensure that earthing are according to SABS specification, do all nessasary corrections to the existing installation in order to issue a new earthing and lightning certificate | No | 1 | 3500 | 3500 | 1
Section 4: Classroom Conversion to SNP Kitchen | Bill No. 16: Electrical Installations |  |  |  | TESTING AND COMMISSIONING |  |  |  |  | 1
Section 4: Classroom Conversion to SNP Kitchen | Bill No. 16: Electrical Installations |  | AX |  | Testing and commission of the complete |  |  |  |  | 1
Section 4: Classroom Conversion to SNP Kitchen | Bill No. 16: Electrical Installations |  |  |  | electrical installation including DB CoC | Item | 1 | 5000 | 5000 | 1
Section 4: Classroom Conversion to SNP Kitchen | Bill No. 17: Provisional Sum |  |  |  | SECTION NO. 4 |  |  |  |  | 1
Section 4: Classroom Conversion to SNP Kitchen | Bill No. 17: Provisional Sum |  |  |  | LEPHADIMISHA - CLASSROOM CONVERSION TO SNP KITCHEN |  |  |  |  | 1
Section 4: Classroom Conversion to SNP Kitchen | Bill No. 17: Provisional Sum |  |  |  | BILL NO. 17 |  |  |  |  | 1
Section 4: Classroom Conversion to SNP Kitchen | Bill No. 17: Provisional Sum |  |  |  | PROVISIONAL SUM |  |  |  |  | 1
Section 4: Classroom Conversion to SNP Kitchen | Bill No. 17: Provisional Sum |  |  |  | NOTES |  |  |  |  | 1
Section 4: Classroom Conversion to SNP Kitchen | Bill No. 17: Provisional Sum |  |  |  | For preambles see "Model Preambles for Trades 2017" |  |  |  |  | 1
Section 4: Classroom Conversion to SNP Kitchen | Bill No. 17: Provisional Sum |  |  |  | DRAINAGE AND WATER RETICULATION SYSTEM |  |  |  |  | 1
Section 4: Classroom Conversion to SNP Kitchen | Bill No. 17: Provisional Sum |  | A |  | Allow a provisional sum of R20 000 (Twenty Thousand Rand) for the supply and installation of the drainage and water reticulation system as per mechanical drawings | Item | 1 | 20000 | 20000 | 1
Section 4: Classroom Conversion to SNP Kitchen | Bill No. 17: Provisional Sum |  | B |  | Allow for attendance | % | 5% | 20000 | 1000 | 1
Section 4: Classroom Conversion to SNP Kitchen | Bill No. 17: Provisional Sum |  | C |  | Allow for profit | % | 10% | 20000 | 2000 | 1
Section 4: Classroom Conversion to SNP Kitchen | Bill No. 17: Provisional Sum |  |  |  | FIRE EQUIPMENT |  |  |  |  | 1
Section 4: Classroom Conversion to SNP Kitchen | Bill No. 17: Provisional Sum |  | D |  | Allow a provisional sum of R10 000 (Ten Thousand Rand) for the supply and installation of fire equipment. | Item | 1 | 10000 | 10000 | 1
Section 4: Classroom Conversion to SNP Kitchen | Bill No. 17: Provisional Sum |  | E |  | Allow for attendance | % | 5% | 10000 | 500 | 1
Section 4: Classroom Conversion to SNP Kitchen | Bill No. 17: Provisional Sum |  | F |  | Allow for profit | % | 10% | 10000 | 1000 | 1
Section 4: Classroom Conversion to SNP Kitchen | Bill No. 17: Provisional Sum |  |  |  | SIGNAGE |  |  |  |  | 1
Section 4: Classroom Conversion to SNP Kitchen | Bill No. 17: Provisional Sum |  | G |  | Allow a sum of R 5 000 (Five Thousand Rands) for door letters and name plates including rectangular sign boards | Item | 1 | 5000 | 5000 | 1
Section 4: Classroom Conversion to SNP Kitchen | Bill No. 17: Provisional Sum |  | H |  | Allow for attendance | % | 5% | 5000 | 250 | 1
Section 4: Classroom Conversion to SNP Kitchen | Bill No. 17: Provisional Sum |  | J |  | Allow for profit | % | 10% | 5000 | 500 | 1
Section 4: Classroom Conversion to SNP Kitchen | Bill No. 17: Provisional Sum |  |  |  | SHELVING |  |  |  |  | 1
Section 4: Classroom Conversion to SNP Kitchen | Bill No. 17: Provisional Sum |  | K |  | Allow a sum of R 80 000 (Eighty Thousand Rands) for all Shelving including worktops. | Item | 1 | 80000 | 80000 | 1
Section 4: Classroom Conversion to SNP Kitchen | Bill No. 17: Provisional Sum |  | L |  | Allow for attendance | % | 5% | 80000 | 4000 | 1
Section 4: Classroom Conversion to SNP Kitchen | Bill No. 17: Provisional Sum |  | M |  | Allow for profit | % | 10% | 80000 | 8000 | 1
Section 4: Classroom Conversion to SNP Kitchen | Bill No. 17: Provisional Sum |  |  |  | KITCHEN EQUIPMENT |  |  |  |  | 1
Section 4: Classroom Conversion to SNP Kitchen | Bill No. 17: Provisional Sum |  | N |  | Allow a sum of R 50 000 (Fifty Thousand Rands) for all kitchen equipment | Item | 1 | 50000 | 50000 | 1
Section 4: Classroom Conversion to SNP Kitchen | Bill No. 17: Provisional Sum |  | P |  | Allow for attendance | % | 5% | 50000 | 2500 | 1
Section 4: Classroom Conversion to SNP Kitchen | Bill No. 17: Provisional Sum |  | Q |  | Allow for profit | % | 10% | 50000 | 5000 | 1
Section 5: Refurbishment of Existing Classrooms | Bill No. 1: Alterations |  |  |  | SECTION NO. 5 |  |  |  |  | 1
Section 5: Refurbishment of Existing Classrooms | Bill No. 1: Alterations |  |  |  | LEPHADIMISHA - REFURBISHMENT OF EXISTING CLASSROOMS |  |  |  |  | 1
Section 5: Refurbishment of Existing Classrooms | Bill No. 1: Alterations |  |  |  | BILL NO. 1 |  |  |  |  | 1
Section 5: Refurbishment of Existing Classrooms | Bill No. 1: Alterations |  |  |  | ALTERATIONS |  |  |  |  | 1
Section 5: Refurbishment of Existing Classrooms | Bill No. 1: Alterations |  |  |  | NOTES |  |  |  |  | 1
Section 5: Refurbishment of Existing Classrooms | Bill No. 1: Alterations |  |  |  | For preambles see "Model Preambles for Trades 2017" |  |  |  |  | 1
Section 5: Refurbishment of Existing Classrooms | Bill No. 1: Alterations |  |  |  | SUPPLEMENTARY PREAMBLES |  |  |  |  | 1
Section 5: Refurbishment of Existing Classrooms | Bill No. 1: Alterations |  |  |  | View site |  |  |  |  | 1
Section 5: Refurbishment of Existing Classrooms | Bill No. 1: Alterations |  |  |  | Before submitting his tender the tenderer shall visit the site and satisfy himself as to the nature and extent of the work to be done and the value of the materials salvageable from the alterations. No claim for any variations of the contract sum in respect of the nature and extent of the work or of inferior or damaged materials will be entertained |  |  |  |  | 1
Section 5: Refurbishment of Existing Classrooms | Bill No. 1: Alterations |  |  |  | Explosives |  |  |  |  | 1
Section 5: Refurbishment of Existing Classrooms | Bill No. 1: Alterations |  |  |  | No explosives whatsoever may be used for alteration purposes unless otherwise stated |  |  |  |  | 1
Section 5: Refurbishment of Existing Classrooms | Bill No. 1: Alterations |  |  |  | General |  |  |  |  | 1
Section 5: Refurbishment of Existing Classrooms | Bill No. 1: Alterations |  |  |  | SCHOOL TO REMAIN OPERATIONAL: Tenderers are to note that all existing buildings of the facility will remain occupied and fully operational during the construction period and due allowance must be made for the work being carried out at such times and in such manner as directed by the Principal Agent to ensure the least interference with the routine of the School. |  |  |  |  | 1
Section 5: Refurbishment of Existing Classrooms | Bill No. 1: Alterations |  |  |  | Doors, fanlights, windows, fittings, frames, linings, etc which are to be re-used shall be thoroughly overhauled before refixing including taking off, easing and rehanging, cramping up, re-wedging as required and making good cramps, dowels, etc, and oiling, adjusting and repairing ironmongery as necessary, replacing any glass damaged in removal or subsequently and stopping up all nail and screw holes with tinted plastic wood to match timber, unless otherwise described. Re-painting or re-varnishing is given separately |  |  |  |  | 1
Section 5: Refurbishment of Existing Classrooms | Bill No. 1: Alterations |  |  |  | Prices for taking out of doors, windows, etc shall include for removal of all beads, architraves, ironmongery, etc |  |  |  |  | 1
Section 5: Refurbishment of Existing Classrooms | Bill No. 1: Alterations |  |  |  | Prices for taking out and removing doors and frames shall include for removing door stops, cabin hooks, etc |  |  |  |  | 1
Section 5: Refurbishment of Existing Classrooms | Bill No. 1: Alterations |  |  |  | With regard to building up of openings in existing walls, cement screeds and pavings, granolithic, tops of walls, etc, shall be levelled and prepared for raising of brickwork |  |  |  |  | 1
Section 5: Refurbishment of Existing Classrooms | Bill No. 1: Alterations |  |  |  | Making good of finishes shall include making good of the brick and concrete surfaces onto which the new finishes are applied, where necessary |  |  |  |  | 1
Section 5: Refurbishment of Existing Classrooms | Bill No. 1: Alterations |  |  |  | The contractor will be required to take all dimensions affecting the existing buildings on the site and he will be held solely responsible for the accuracy of all such dimensions where used in the manufacture of new items (doors, windows, fittings, etc) |  |  |  |  | 1
Section 5: Refurbishment of Existing Classrooms | Bill No. 1: Alterations |  |  |  | REMOVAL OF EXISTING WORK |  |  |  |  | 1
Section 5: Refurbishment of Existing Classrooms | Bill No. 1: Alterations |  |  |  | Taking out and removing doors, windows, etc from brickwork to be replaced with new |  |  |  |  | 1
Section 5: Refurbishment of Existing Classrooms | Bill No. 1: Alterations |  | A |  | Timber single door and steel frame 813 x 2032mm high overall from one brick wall | No | 18 | 300 | 5400 | 1
Section 5: Refurbishment of Existing Classrooms | Bill No. 1: Alterations |  |  |  | Taking down and removing roofs, floors, panelling, ceilings, partitions, etc |  |  |  |  | 1
Section 5: Refurbishment of Existing Classrooms | Bill No. 1: Alterations |  | B |  | Corrugated iron roof covering and timber purlins | m2 | 1104 | 25 | 27600 | 1
Section 5: Refurbishment of Existing Classrooms | Bill No. 1: Alterations |  | C |  | Gypsum plasterboard ceilings, including cornices, timber brandering, etc | m2 | 394 | 25 | 9850 | 1
Section 5: Refurbishment of Existing Classrooms | Bill No. 1: Alterations |  | D |  | Broken Fascias and Barge boards | m | 634 | 20 | 12680 | 1
Section 5: Refurbishment of Existing Classrooms | Bill No. 1: Alterations |  |  |  | Taking out/off broken pin board,chalk board and replace with new one |  |  |  |  | 1
Section 5: Refurbishment of Existing Classrooms | Bill No. 1: Alterations |  | E |  | Green type writing board, wall mounted board 2000mm x 1200mm high | no | 30 | 350 | 10500 | 1
Section 5: Refurbishment of Existing Classrooms | Bill No. 1: Alterations |  |  |  | Hacking up/off and removing granolithic, screeds, plaster, etc from concrete or brickwork and preparing surfaces for new screed, plaster, tile finishes, etc |  |  |  |  | 1
Section 5: Refurbishment of Existing Classrooms | Bill No. 1: Alterations |  | F |  | 30mm Screeds from floors | m2 | 1470 | 45 | 66150 | 1
Section 5: Refurbishment of Existing Classrooms | Bill No. 1: Alterations |  |  |  | PREPARATORY WORK TO EXISTING SURFACES |  |  |  |  | 1
Section 5: Refurbishment of Existing Classrooms | Bill No. 1: Alterations |  | G |  | Hacking faces of existing painted walls to receive new paint | m2 | 3742 | 20 | 74840 | 1
Section 5: Refurbishment of Existing Classrooms | Bill No. 1: Alterations |  |  |  | CLEANING OF WALLS |  |  |  |  | 1
Section 5: Refurbishment of Existing Classrooms | Bill No. 1: Alterations |  | H |  | Cleaning of face brick walls | m2 | 1341 | 65 | 87165 | 1
Section 5: Refurbishment of Existing Classrooms | Bill No. 2: Roof Coverings |  |  |  | SECTION NO. 5 |  |  |  |  | 1
Section 5: Refurbishment of Existing Classrooms | Bill No. 2: Roof Coverings |  |  |  | LEPHADIMISHA - REFURBISHMENT OF EXISTING CLASSROOMS |  |  |  |  | 1
Section 5: Refurbishment of Existing Classrooms | Bill No. 2: Roof Coverings |  |  |  | BILL NO. 2 |  |  |  |  | 1
Section 5: Refurbishment of Existing Classrooms | Bill No. 2: Roof Coverings |  |  |  | ROOF COVERING AND CLADDING ETC |  |  |  |  | 1
Section 5: Refurbishment of Existing Classrooms | Bill No. 2: Roof Coverings |  |  |  | NOTES |  |  |  |  | 1
Section 5: Refurbishment of Existing Classrooms | Bill No. 2: Roof Coverings |  |  |  | For preambles see "Model Preambles for Trades 2017" |  |  |  |  | 1
Section 5: Refurbishment of Existing Classrooms | Bill No. 2: Roof Coverings |  |  |  | PROFILED METAL SHEETING AND ACCESSORIES |  |  |  |  | 1
Section 5: Refurbishment of Existing Classrooms | Bill No. 2: Roof Coverings |  |  |  | 0,6mm IBR Galvanized Corrugated Iron roof sheets with "Chromadek" finish on one side, in single lengths fixed to timber purlins or rails and 0,6mm galvanised steel accessories with "Chromadek" finish on one side |  |  |  |  | 1
Section 5: Refurbishment of Existing Classrooms | Bill No. 2: Roof Coverings |  | A |  | Roof coverings with pitches to 40 degrees, including all flashings, ridge caps, fasteners and clips | m2 | 1104 | 395 | 436080 | 1
Section 5: Refurbishment of Existing Classrooms | Bill No. 2: Roof Coverings |  |  |  | Supply and install ancillaries |  |  |  |  | 1
Section 5: Refurbishment of Existing Classrooms | Bill No. 2: Roof Coverings |  | B |  | Extra over for ridge cap | m | 235 | 185 | 43475 | 1
Section 5: Refurbishment of Existing Classrooms | Bill No. 2: Roof Coverings |  |  |  | ROOF INSULATION |  |  |  |  | 1
Section 5: Refurbishment of Existing Classrooms | Bill No. 2: Roof Coverings |  | C |  | 75mm insulation on straining wires, as per manufacturer's specification (of 4 existing classrom blocks) | m2 | 1104 | 135 | 149040 | 1
Section 5: Refurbishment of Existing Classrooms | Bill No. 3: Capentry |  |  |  | SECTION NO. 5 |  |  |  |  | 1
Section 5: Refurbishment of Existing Classrooms | Bill No. 3: Capentry |  |  |  | LEPHADIMISHA - REFURBISHMENT OF EXISTING CLASSROOMS |  |  |  |  | 1
Section 5: Refurbishment of Existing Classrooms | Bill No. 3: Capentry |  |  |  | BILL NO. 3 |  |  |  |  | 1
Section 5: Refurbishment of Existing Classrooms | Bill No. 3: Capentry |  |  |  | CARPENTRY AND JOINERY |  |  |  |  | 1
Section 5: Refurbishment of Existing Classrooms | Bill No. 3: Capentry |  |  |  | NOTES |  |  |  |  | 1
Section 5: Refurbishment of Existing Classrooms | Bill No. 3: Capentry |  |  |  | For preambles see "Model Preambles for Trades 2017" |  |  |  |  | 1
Section 5: Refurbishment of Existing Classrooms | Bill No. 3: Capentry |  |  |  | SUPPLEMENTARY PREAMBLES |  |  |  |  | 1
Section 5: Refurbishment of Existing Classrooms | Bill No. 3: Capentry |  |  |  | Fixing |  |  |  |  | 1
Section 5: Refurbishment of Existing Classrooms | Bill No. 3: Capentry |  |  |  | Items described as "nailed" shall be deemed to be fixed with hardened steel nails or pins, or to be shot-pinned, to brickwork or concrete |  |  |  |  | 1
Section 5: Refurbishment of Existing Classrooms | Bill No. 3: Capentry |  |  |  | Items described as "plugged" shall be deemed to include screwing to fibre, plastic or metal plugs at not exceeding 500mm centres, and where described as "bolted", the bolts have been given elsewhere |  |  |  |  | 1
Section 5: Refurbishment of Existing Classrooms | Bill No. 3: Capentry |  |  |  | Joinery |  |  |  |  | 1
Section 5: Refurbishment of Existing Classrooms | Bill No. 3: Capentry |  |  |  | Descriptions of frames shall be deemed to include frames, transoms, rails, etc. |  |  |  |  | 1
Section 5: Refurbishment of Existing Classrooms | Bill No. 3: Capentry |  |  |  | Descriptions of hardwood joinery shall be deemed to include sinking and pelleting heads and nuts of bolts |  |  |  |  | 1
Section 5: Refurbishment of Existing Classrooms | Bill No. 3: Capentry |  |  |  | Decorative thermosetting plastic laminate covering |  |  |  |  | 1
Section 5: Refurbishment of Existing Classrooms | Bill No. 3: Capentry |  |  |  | Laminate covering shall be glued under pressure and edge strips of same shall be butt jointed at junctions with adjacent similar finish |  |  |  |  | 1
Section 5: Refurbishment of Existing Classrooms | Bill No. 3: Capentry |  |  |  | Dimensions in descriptions of trusses are nominal and actual measurements are to be obtained from the architect/engineer and/or taken on site before design or fabrication commences |  |  |  |  | 1
Section 5: Refurbishment of Existing Classrooms | Bill No. 3: Capentry |  |  |  | EAVES, VERGES, ETC |  |  |  |  | 1
Section 5: Refurbishment of Existing Classrooms | Bill No. 3: Capentry |  |  |  | Fibre-cement fascia boards, screw fixed to truss ends & countersunk brass screw. |  |  |  |  | 1
Section 5: Refurbishment of Existing Classrooms | Bill No. 3: Capentry |  | A |  | 250x10mm thick FC77 pressed fibre cement Fascias and barge boards | m | 275 | 95 | 26125 | 1
Section 5: Refurbishment of Existing Classrooms | Bill No. 3: Capentry |  |  |  | DOORS, FRAMES ETC |  |  |  |  | 1
Section 5: Refurbishment of Existing Classrooms | Bill No. 3: Capentry |  |  |  | Wooden Doors |  |  |  |  | 1
Section 5: Refurbishment of Existing Classrooms | Bill No. 3: Capentry |  | B |  | Size 813 x 2032 mm high doors 40mm thick internal solid timber door (T01) | No | 18 | 2500 | 45000 | 1
Section 5: Refurbishment of Existing Classrooms | Bill No. 4: Ceilings |  |  |  | SECTION NO. 5 |  |  |  |  | 1
Section 5: Refurbishment of Existing Classrooms | Bill No. 4: Ceilings |  |  |  | LEPHADIMISHA - REFURBISHMENT OF EXISTING CLASSROOMS |  |  |  |  | 1
Section 5: Refurbishment of Existing Classrooms | Bill No. 4: Ceilings |  |  |  | BILL NO. 4 |  |  |  |  | 1
Section 5: Refurbishment of Existing Classrooms | Bill No. 4: Ceilings |  |  |  | CEILINGS AND PARTITIONS |  |  |  |  | 1
Section 5: Refurbishment of Existing Classrooms | Bill No. 4: Ceilings |  |  |  | NOTES |  |  |  |  | 1
Section 5: Refurbishment of Existing Classrooms | Bill No. 4: Ceilings |  |  |  | For preambles see "Model Preambles for Trades 2017" |  |  |  |  | 1
Section 5: Refurbishment of Existing Classrooms | Bill No. 4: Ceilings |  |  |  | SUPPLEMENTARY PREAMBLES |  |  |  |  | 1
Section 5: Refurbishment of Existing Classrooms | Bill No. 4: Ceilings |  |  |  | Fixing |  |  |  |  | 1
Section 5: Refurbishment of Existing Classrooms | Bill No. 4: Ceilings |  |  |  | Items described as "nailed" shall be deemed to be fixed with hardened steel nails or pins, or to be shot-pinned, to brickwork or concrete |  |  |  |  | 1
Section 5: Refurbishment of Existing Classrooms | Bill No. 4: Ceilings |  |  |  | Items described as "plugged" shall be deemed to include screwing to fibre, plastic or metal plugs at not exceeding 500mm centres, and where described as "bolted", the bolts have been given elsewhere |  |  |  |  | 1
Section 5: Refurbishment of Existing Classrooms | Bill No. 4: Ceilings |  |  |  | Ceilings |  |  |  |  | 1
Section 5: Refurbishment of Existing Classrooms | Bill No. 4: Ceilings |  |  |  | Unless otherwise described ceilings shall be deemed to be horizontal |  |  |  |  | 1
Section 5: Refurbishment of Existing Classrooms | Bill No. 4: Ceilings |  |  |  | Electrical light fittings, diffusers, panels etc are generally "lay-in" units of the same dimensions as the suspension grid described and allowance must be made in the rates accordingly for their support inclusive of any flexibility in setting out that may be required (ceiling panels have not been deducted and pricing is to take cognisance thereof) |  |  |  |  | 1
Section 5: Refurbishment of Existing Classrooms | Bill No. 4: Ceilings |  |  |  | Steel components |  |  |  |  | 1
Section 5: Refurbishment of Existing Classrooms | Bill No. 4: Ceilings |  |  |  | All steel components for ceilings, partitions, etc. are to be galvanised in accordance with SANS 121 |  |  |  |  | 1
Section 5: Refurbishment of Existing Classrooms | Bill No. 4: Ceilings |  |  |  | NAILED UP CEILINGS |  |  |  |  | 1
Section 5: Refurbishment of Existing Classrooms | Bill No. 4: Ceilings |  |  |  | 6mm Gypsum ceiling Board fixed to 38x38mm SAP battens. |  |  |  |  | 1
Section 5: Refurbishment of Existing Classrooms | Bill No. 4: Ceilings |  | A |  | Ceilings including as pine brandering at 500mm centres in both directions, | m2 | 1038 | 185 | 192030 | 1
Section 5: Refurbishment of Existing Classrooms | Bill No. 4: Ceilings |  | B |  | Extra over ceiling for 600 x 600mm pressed steel trap door, hinged to open 180 degree onto ceiling, in 610 x 610mm T-section steel frame | No | 18 | 500 | 9000 | 1
Section 5: Refurbishment of Existing Classrooms | Bill No. 4: Ceilings |  |  |  | CORNICES |  |  |  |  | 1
Section 5: Refurbishment of Existing Classrooms | Bill No. 4: Ceilings |  | C |  | 45 x 35mm Gyproc 9,5mm flush plaster trim cornices | m | 498 | 75 | 37350 | 1
Section 5: Refurbishment of Existing Classrooms | Bill No. 4: Ceilings |  |  |  | INSULATION |  |  |  |  | 1
Section 5: Refurbishment of Existing Classrooms | Bill No. 4: Ceilings |  |  |  | Non-combustible fibreglass insulation of a density of not less than 10kg/m3 bonded with an inert thermo-setting resin |  |  |  |  | 1
Section 5: Refurbishment of Existing Classrooms | Bill No. 4: Ceilings |  | D |  | 135mm Fibre blanket insulation | m2 | 1038 | 145 | 150510 | 1
Section 5: Refurbishment of Existing Classrooms | Bill No. 5: Ironmongery |  |  |  | SECTION NO. 5 |  |  |  |  | 1
Section 5: Refurbishment of Existing Classrooms | Bill No. 5: Ironmongery |  |  |  | LEPHADIMISHA - REFURBISHMENT OF EXISTING CLASSROOMS |  |  |  |  | 1
Section 5: Refurbishment of Existing Classrooms | Bill No. 5: Ironmongery |  |  |  | BILL NO. 5 |  |  |  |  | 1
Section 5: Refurbishment of Existing Classrooms | Bill No. 5: Ironmongery |  |  |  | IRONMONGERY |  |  |  |  | 1
Section 5: Refurbishment of Existing Classrooms | Bill No. 5: Ironmongery |  |  |  | NOTES |  |  |  |  | 1
Section 5: Refurbishment of Existing Classrooms | Bill No. 5: Ironmongery |  |  |  | For preambles see "Model Preambles for Trades 2017" |  |  |  |  | 1
Section 5: Refurbishment of Existing Classrooms | Bill No. 5: Ironmongery |  |  |  | HINGES, BOLTS, ETC |  |  |  |  | 1
Section 5: Refurbishment of Existing Classrooms | Bill No. 5: Ironmongery |  | A |  | 100 x 75mm Aluminium hinge with stainless steel washers | No | 36 | 200 | 7200 | 1
Section 5: Refurbishment of Existing Classrooms | Bill No. 5: Ironmongery |  | B |  | 150mm Chromium plated barrel bolt | No | 36 | 200 | 7200 | 1
Section 5: Refurbishment of Existing Classrooms | Bill No. 5: Ironmongery |  |  |  | DOOR LOCKSETS, HANDLES etc. |  |  |  |  | 1
Section 5: Refurbishment of Existing Classrooms | Bill No. 5: Ironmongery |  | C |  | 3 lever mortice lock or similar approved | No | 18 | 450 | 8100 | 1
Section 5: Refurbishment of Existing Classrooms | Bill No. 5: Ironmongery |  | D |  | 75 x 150mm anodised aluminium pull door handles with back plates | No | 18 | 450 | 8100 | 1
Section 5: Refurbishment of Existing Classrooms | Bill No. 5: Ironmongery |  |  |  | DOOR STOP |  |  |  |  | 1
Section 5: Refurbishment of Existing Classrooms | Bill No. 5: Ironmongery |  | E |  | Half Moon Satin Nickel Door Stopper | No | 18 | 80 | 1440 | 1
Section 5: Refurbishment of Existing Classrooms | Bill No. 5: Ironmongery |  |  |  | PINNING BOARDS, WRITING BOARDS, PROJECTION SCREENS, ETC |  |  |  |  | 1
Section 5: Refurbishment of Existing Classrooms | Bill No. 5: Ironmongery |  |  |  | Parrots |  |  |  |  | 1
Section 5: Refurbishment of Existing Classrooms | Bill No. 5: Ironmongery |  | F |  | Pinning board 2400 x 1200mm high | No | 18 | 4000 | 72000 | 1
Section 5: Refurbishment of Existing Classrooms | Bill No. 5: Ironmongery |  | G |  | Green Chalkboard 4860mm x 1440mm high with chalk rail | No | 18 | 6000 | 108000 | 1
Section 5: Refurbishment of Existing Classrooms | Bill No. 5: Ironmongery |  | H |  | white writing board 3000mm x 1200mm high with pen rail, plugged | No | 18 | 8000 | 144000 | 1
Section 5: Refurbishment of Existing Classrooms | Bill No. 6: Structural Steelwork |  |  |  | SECTION NO. 5 |  |  |  |  | 1
Section 5: Refurbishment of Existing Classrooms | Bill No. 6: Structural Steelwork |  |  |  | LEPHADIMISHA - REFURBISHMENT OF EXISTING CLASSROOMS |  |  |  |  | 1
Section 5: Refurbishment of Existing Classrooms | Bill No. 6: Structural Steelwork |  |  |  | BILL NO. 6 |  |  |  |  | 1
Section 5: Refurbishment of Existing Classrooms | Bill No. 6: Structural Steelwork |  |  |  | STRUCTURAL STEELWORK |  |  |  |  | 1
Section 5: Refurbishment of Existing Classrooms | Bill No. 6: Structural Steelwork |  |  |  | NOTES |  |  |  |  | 1
Section 5: Refurbishment of Existing Classrooms | Bill No. 6: Structural Steelwork |  |  |  | For preambles see "Model Preambles for Trades 2017" |  |  |  |  | 1
Section 5: Refurbishment of Existing Classrooms | Bill No. 6: Structural Steelwork |  |  |  | SUPPLEMENTARY PREAMBLES |  |  |  |  | 1
Section 5: Refurbishment of Existing Classrooms | Bill No. 6: Structural Steelwork |  |  |  | Erection shall include site transportation and handling to point of assembly. Supply includes delivery to site |  |  |  |  | 1
Section 5: Refurbishment of Existing Classrooms | Bill No. 6: Structural Steelwork |  |  |  | All steelwork shall be hot dip galvanised |  |  |  |  | 1
Section 5: Refurbishment of Existing Classrooms | Bill No. 6: Structural Steelwork |  |  |  | Where materials are not covered by Anglo Specifications included in the Works Information they shall be supplied to SANS 1431 Gr 300WA and Rolled section shall be supplied to Gr 350WA |  |  |  |  | 1
Section 5: Refurbishment of Existing Classrooms | Bill No. 6: Structural Steelwork |  |  |  | Structural Steelwork |  |  |  |  | 1
Section 5: Refurbishment of Existing Classrooms | Bill No. 6: Structural Steelwork |  | A |  | Roof covering an area of 1104 meter squared with an overhang of 600mm to have light weight steel trusses and purlins, Bracing strap, screws for truss and screws for fixing purlins | m2 | 1104 | 665 | 734160 | 1
Section 5: Refurbishment of Existing Classrooms | Bill No. 7: Metalwork |  |  |  | SECTION NO. 5 |  |  |  |  | 1
Section 5: Refurbishment of Existing Classrooms | Bill No. 7: Metalwork |  |  |  | LEPHADIMISHA - REFURBISHMENT OF EXISTING CLASSROOMS |  |  |  |  | 1
Section 5: Refurbishment of Existing Classrooms | Bill No. 7: Metalwork |  |  |  | BILL NO. 7 |  |  |  |  | 1
Section 5: Refurbishment of Existing Classrooms | Bill No. 7: Metalwork |  |  |  | METALWORK |  |  |  |  | 1
Section 5: Refurbishment of Existing Classrooms | Bill No. 7: Metalwork |  |  |  | NOTES |  |  |  |  | 1
Section 5: Refurbishment of Existing Classrooms | Bill No. 7: Metalwork |  |  |  | For preambles see "Model Preambles for Trades 2017" |  |  |  |  | 1
Section 5: Refurbishment of Existing Classrooms | Bill No. 7: Metalwork |  |  |  | SUPPLEMENTARY PREAMBLES |  |  |  |  | 1
Section 5: Refurbishment of Existing Classrooms | Bill No. 7: Metalwork |  |  |  | Descriptions of bolts shall be deemed to include nuts and washers |  |  |  |  | 1
Section 5: Refurbishment of Existing Classrooms | Bill No. 7: Metalwork |  |  |  | Descriptions of expansion anchors and bolts and chemical anchors and bolts shall be deemed to include nuts, washers and mortices in brickwork or concrete |  |  |  |  | 1
Section 5: Refurbishment of Existing Classrooms | Bill No. 7: Metalwork |  |  |  | Metalwork described as "holed for bolt(s)" shall be deemed to exclude the bolts unless otherwise described |  |  |  |  | 1
Section 5: Refurbishment of Existing Classrooms | Bill No. 7: Metalwork |  |  |  | PRESSED STEEL DOOR FRAMES (1,2mm rebated) |  |  |  |  | 1
Section 5: Refurbishment of Existing Classrooms | Bill No. 7: Metalwork |  |  |  | Supply and install complete rebated frames suitable for brick walls |  |  |  |  | 1
Section 5: Refurbishment of Existing Classrooms | Bill No. 7: Metalwork |  | A |  | 1,2mm Rebated frames suitable For door 813 x 2 032mm high | No | 18 | 1450 | 26100 | 1
Section 5: Refurbishment of Existing Classrooms | Bill No. 7: Metalwork |  |  |  | SECURITY GATE |  |  |  |  | 1
Section 5: Refurbishment of Existing Classrooms | Bill No. 7: Metalwork |  |  |  | Supply and install complete security gate suitable for one brick walls |  |  |  |  | 1
Section 5: Refurbishment of Existing Classrooms | Bill No. 7: Metalwork |  | B |  | Frame for door 813 x 2125mm high Xpanda security gate argent or similar approved (Gs01) | No | 18 | 7500 | 135000 | 1
Section 5: Refurbishment of Existing Classrooms | Bill No. 8: Plastering |  |  |  | SECTION NO. 5 |  |  |  |  | 1
Section 5: Refurbishment of Existing Classrooms | Bill No. 8: Plastering |  |  |  | LEPHADIMISHA - REFURBISHMENT OF EXISTING CLASSROOMS |  |  |  |  | 1
Section 5: Refurbishment of Existing Classrooms | Bill No. 8: Plastering |  |  |  | BILL NO. 8 |  |  |  |  | 1
Section 5: Refurbishment of Existing Classrooms | Bill No. 8: Plastering |  |  |  | PLASTERING |  |  |  |  | 1
Section 5: Refurbishment of Existing Classrooms | Bill No. 8: Plastering |  |  |  | NOTES |  |  |  |  | 1
Section 5: Refurbishment of Existing Classrooms | Bill No. 8: Plastering |  |  |  | For preambles see "Model Preambles for Trades 2017" |  |  |  |  | 1
Section 5: Refurbishment of Existing Classrooms | Bill No. 8: Plastering |  |  |  | SCREEDS |  |  |  |  | 1
Section 5: Refurbishment of Existing Classrooms | Bill No. 8: Plastering |  |  |  | 1:3 Cement plaster screeds steel floated |  |  |  |  | 1
Section 5: Refurbishment of Existing Classrooms | Bill No. 8: Plastering |  | A |  | 40mm Thick on floors and landings | m2 | 1470 | 145 | 213150 | 1
Section 5: Refurbishment of Existing Classrooms | Bill No. 9: Plumbing and Drainage |  |  |  | SECTION NO. 5 |  |  |  |  | 1
Section 5: Refurbishment of Existing Classrooms | Bill No. 9: Plumbing and Drainage |  |  |  | LEPHADIMISHA - REFURBISHMENT OF EXISTING CLASSROOMS |  |  |  |  | 1
Section 5: Refurbishment of Existing Classrooms | Bill No. 9: Plumbing and Drainage |  |  |  | BILL NO. 9 |  |  |  |  | 1
Section 5: Refurbishment of Existing Classrooms | Bill No. 9: Plumbing and Drainage |  |  |  | PLUMBING AND DRAINAGE |  |  |  |  | 1
Section 5: Refurbishment of Existing Classrooms | Bill No. 9: Plumbing and Drainage |  |  |  | NOTES |  |  |  |  | 1
Section 5: Refurbishment of Existing Classrooms | Bill No. 9: Plumbing and Drainage |  |  |  | For preambles see "Model Preambles for Trades 2017" |  |  |  |  | 1
Section 5: Refurbishment of Existing Classrooms | Bill No. 9: Plumbing and Drainage |  |  |  | RAINWATER DISPOSAL |  |  |  |  | 1
Section 5: Refurbishment of Existing Classrooms | Bill No. 9: Plumbing and Drainage |  |  |  | PVC Gutters and Downpipes: |  |  |  |  | 1
Section 5: Refurbishment of Existing Classrooms | Bill No. 9: Plumbing and Drainage |  | A |  | 100mm x 100mm 0.58mm(Thickness) Traffic green Chromadek rainwater gutter at standard length | m | 450 | 135 | 60750 | 1
Section 5: Refurbishment of Existing Classrooms | Bill No. 9: Plumbing and Drainage |  | B |  | Extra over eaves gutter for stopped end. | No | 48 | 200 | 9600 | 1
Section 5: Refurbishment of Existing Classrooms | Bill No. 9: Plumbing and Drainage |  | C |  | Extra over eaves gutter for outlet for 75mm PVC downpipe. | No | 48 | 200 | 9600 | 1
Section 5: Refurbishment of Existing Classrooms | Bill No. 9: Plumbing and Drainage |  | D |  | 105mm x 70mm x 0.58mm (Thickness) Traffic green rectangular fluted Chromadek. rainwater downpipe at standard length | m | 132 | 135 | 17820 | 1
Section 5: Refurbishment of Existing Classrooms | Bill No. 9: Plumbing and Drainage |  | E |  | Extra over rainwater downpipe for bends | No | 48 | 200 | 9600 | 1
Section 5: Refurbishment of Existing Classrooms | Bill No. 10: Glazing |  |  |  | SECTION NO. 5 |  |  |  |  | 1
Section 5: Refurbishment of Existing Classrooms | Bill No. 10: Glazing |  |  |  | LEPHADIMISHA - REFURBISHMENT OF EXISTING CLASSROOMS |  |  |  |  | 1
Section 5: Refurbishment of Existing Classrooms | Bill No. 10: Glazing |  |  |  | BILL NO. 10 |  |  |  |  | 1
Section 5: Refurbishment of Existing Classrooms | Bill No. 10: Glazing |  |  |  | GLAZING |  |  |  |  | 1
Section 5: Refurbishment of Existing Classrooms | Bill No. 10: Glazing |  |  |  | NOTES |  |  |  |  | 1
Section 5: Refurbishment of Existing Classrooms | Bill No. 10: Glazing |  |  |  | For preambles see "Model Preambles for Trades 2017" |  |  |  |  | 1
Section 5: Refurbishment of Existing Classrooms | Bill No. 10: Glazing |  |  |  | GLAZING TO STEEL WITH PUTTY |  |  |  |  | 1
Section 5: Refurbishment of Existing Classrooms | Bill No. 10: Glazing |  |  |  | Repair of broken window glazing including fixing the putty |  |  |  |  | 1
Section 5: Refurbishment of Existing Classrooms | Bill No. 10: Glazing |  | A |  | 4mm clear float glass puttied in steel window putty for 900 x 1250 window frame | m2 | 172 | 450 | 77400 | 1
Section 5: Refurbishment of Existing Classrooms | Bill No. 11: Paintwork |  |  |  | SECTION NO. 5 |  |  |  |  | 1
Section 5: Refurbishment of Existing Classrooms | Bill No. 11: Paintwork |  |  |  | LEPHADIMISHA - REFURBISHMENT OF EXISTING CLASSROOMS |  |  |  |  | 1
Section 5: Refurbishment of Existing Classrooms | Bill No. 11: Paintwork |  |  |  | BILL NO. 11 |  |  |  |  | 1
Section 5: Refurbishment of Existing Classrooms | Bill No. 11: Paintwork |  |  |  | PAINTWORK |  |  |  |  | 1
Section 5: Refurbishment of Existing Classrooms | Bill No. 11: Paintwork |  |  |  | NOTES |  |  |  |  | 1
Section 5: Refurbishment of Existing Classrooms | Bill No. 11: Paintwork |  |  |  | For preambles see "Model Preambles for Trades 2017" |  |  |  |  | 1
Section 5: Refurbishment of Existing Classrooms | Bill No. 11: Paintwork |  |  |  | SUPPLEMENTARY PREAMBLES |  |  |  |  | 1
Section 5: Refurbishment of Existing Classrooms | Bill No. 11: Paintwork |  |  |  | Adjoining paint surfaces: The contractor is to take into consideration that the paintwork to the external facade will be applied to different textures as well as differ in paint specification and colour adjoining each other. No claims whatsoever for cost or time extension will be entertained for the above-mentioned. Quality monitoring of paint surfaces: The contractor needs to allow for quality checks of all primer coats by an approved authority (for example Qualitec) prior commencement of final coats. No claims whatsoever for cost or time extension will be entertained for the above-mentioned |  |  |  |  | 1
Section 5: Refurbishment of Existing Classrooms | Bill No. 11: Paintwork |  |  |  | PREPARATORY WORK TO EXISTING WORK |  |  |  |  | 1
Section 5: Refurbishment of Existing Classrooms | Bill No. 11: Paintwork |  |  |  | Previously painted plastered surfaces |  |  |  |  | 1
Section 5: Refurbishment of Existing Classrooms | Bill No. 11: Paintwork |  |  |  | Surfaces shall be thoroughly washed down and allowed to dry completely before any paint is applied. Blistered or peeling paint shall be completely removed and cracks shall be opened, filled with a suitable filler and finished smooth |  |  |  |  | 1
Section 5: Refurbishment of Existing Classrooms | Bill No. 11: Paintwork |  |  |  | Previously painted metal surfaces |  |  |  |  | 1
Section 5: Refurbishment of Existing Classrooms | Bill No. 11: Paintwork |  |  |  | Surfaces shall be thoroughly rubbed and cleaned down. Blistered or peeling paint shall be completely removed down to bare metal |  |  |  |  | 1
Section 5: Refurbishment of Existing Classrooms | Bill No. 11: Paintwork |  |  |  | Roof Surfaces shall be thoroughly sanded, pressure washed, rust treated and re-sealed before being painted. |  |  |  |  | 1
Section 5: Refurbishment of Existing Classrooms | Bill No. 11: Paintwork |  |  |  | Previously painted wood surfaces |  |  |  |  | 1
Section 5: Refurbishment of Existing Classrooms | Bill No. 11: Paintwork |  |  |  | Surfaces shall be thoroughly cleaned down. Blistered or peeling paint shall be completely removed and cracks and crevices shall be primed, filled with suitable filler and finished smooth |  |  |  |  | 1
Section 5: Refurbishment of Existing Classrooms | Bill No. 11: Paintwork |  |  |  | PAINTWORK, ETC TO NEW WORK ON: |  |  |  |  | 1
Section 5: Refurbishment of Existing Classrooms | Bill No. 11: Paintwork |  |  |  | ON FIBRE-CEMENT BOARD SURFACES |  |  |  |  | 1
Section 5: Refurbishment of Existing Classrooms | Bill No. 11: Paintwork |  |  |  | Apply one coat plascon 'merit plaster primer', and two coats plascon 'vip plastic PVA'. |  |  |  |  | 1
Section 5: Refurbishment of Existing Classrooms | Bill No. 11: Paintwork |  | A |  | Ceiling boards | m2 | 1038 | 85 | 88230 | 1
Section 5: Refurbishment of Existing Classrooms | Bill No. 11: Paintwork |  | B |  | Cornices | m2 | 270 | 85 | 22950 | 1
Section 5: Refurbishment of Existing Classrooms | Bill No. 11: Paintwork |  | C |  | Fascias and barge boards | m | 432 | 75 | 32400 | 1
Section 5: Refurbishment of Existing Classrooms | Bill No. 11: Paintwork |  |  |  | ON METAL SURFACES |  |  |  |  | 1
Section 5: Refurbishment of Existing Classrooms | Bill No. 11: Paintwork |  |  |  | One coat alkyd based universal undercoat and one coat superior quality universal enamel paint |  |  |  |  | 1
Section 5: Refurbishment of Existing Classrooms | Bill No. 11: Paintwork |  | D |  | Doors frames | m2 | 108 | 85 | 9180 | 1
Section 5: Refurbishment of Existing Classrooms | Bill No. 11: Paintwork |  |  |  | WOOD SURFACES WITH |  |  |  |  | 1
Section 5: Refurbishment of Existing Classrooms | Bill No. 11: Paintwork |  |  |  | One coat oil wood primer, one coat universal undercoat and two coats super universal enamel paint on |  |  |  |  | 1
Section 5: Refurbishment of Existing Classrooms | Bill No. 11: Paintwork |  | E |  | Doors | m2 | 80 | 85 | 6800 | 1
Section 5: Refurbishment of Existing Classrooms | Bill No. 11: Paintwork |  |  |  | PAINTWORK, ETC TO PREVIOUSLY PAINTED WORK ON |  |  |  |  | 1
Section 5: Refurbishment of Existing Classrooms | Bill No. 11: Paintwork |  |  |  | FLOATED PLASTER SURFACES WITH |  |  |  |  | 1
Section 5: Refurbishment of Existing Classrooms | Bill No. 11: Paintwork |  |  |  | Apply one coat primer, one coat undercoat and two coats acrylic PVA. |  |  |  |  | 1
Section 5: Refurbishment of Existing Classrooms | Bill No. 11: Paintwork |  | F |  | External walls | m2 | 1900 | 85 | 161500 | 1
Section 5: Refurbishment of Existing Classrooms | Bill No. 11: Paintwork |  | G |  | Internal walls | m2 | 1842 | 85 | 156570 | 1
Section 5: Refurbishment of Existing Classrooms | Bill No. 11: Paintwork |  | H |  | Narrow widths | m2 | 299.36 | 85 | 25445.6 | 1
Section 5: Refurbishment of Existing Classrooms | Bill No. 11: Paintwork |  |  |  | ON METAL SURFACES |  |  |  |  | 1
Section 5: Refurbishment of Existing Classrooms | Bill No. 11: Paintwork |  |  |  | One coat alkyd based universal undercoat and one coat superior quality universal enamel paint |  |  |  |  | 1
Section 5: Refurbishment of Existing Classrooms | Bill No. 11: Paintwork |  | J |  | Window frame | m2 | 120 | 85 | 10200 | 1
Section 5: Refurbishment of Existing Classrooms | Bill No. 12: Electrical Installations |  |  |  | SECTION NO. 5 |  |  |  |  | 1
Section 5: Refurbishment of Existing Classrooms | Bill No. 12: Electrical Installations |  |  |  | LEPHADIMISHA - REFURBISHMENT OF EXISTING CLASSROOMS |  |  |  |  | 1
Section 5: Refurbishment of Existing Classrooms | Bill No. 12: Electrical Installations |  |  |  | BILL NO. 12 |  |  |  |  | 1
Section 5: Refurbishment of Existing Classrooms | Bill No. 12: Electrical Installations |  |  |  | ELECTRICAL INSTALLATIONS |  |  |  |  | 1
Section 5: Refurbishment of Existing Classrooms | Bill No. 12: Electrical Installations |  |  |  | NOTES |  |  |  |  | 1
Section 5: Refurbishment of Existing Classrooms | Bill No. 12: Electrical Installations |  |  |  | For preambles see "Model Preambles for Trades 2017" |  |  |  |  | 1
Section 5: Refurbishment of Existing Classrooms | Bill No. 12: Electrical Installations |  |  |  | DISTRIBUTION BOARD |  |  |  |  | 1
Section 5: Refurbishment of Existing Classrooms | Bill No. 12: Electrical Installations |  |  |  | COMPLETE SUPPLY & INSTALLATION OF ALL MATERIAL LISTED HEREUNDER: |  |  |  |  | 1
Section 5: Refurbishment of Existing Classrooms | Bill No. 12: Electrical Installations |  |  |  | NOTE: TENDERERS ARE ADVISED TO STUDY THEPROJECT SPECIFICATION, QUALITY OF MATERIAL AND INSTALLATION SPECIFICATION THAT IS APPLICABLE TO THE EQUIPMENT AND MATERIALS IN THIS BILL |  |  |  |  | 1
Section 5: Refurbishment of Existing Classrooms | Bill No. 12: Electrical Installations |  |  |  | Distribution Board DB-5 : 3 Classroom Block E |  |  |  |  | 1
Section 5: Refurbishment of Existing Classrooms | Bill No. 12: Electrical Installations |  | A |  | Supply and install flush mounted distribution board complete with doors, frames, sub-frames, chassis, fixtures, fittings, terminations, busbars and wiring with spare space as per specification as well as security detail. Material and labour excluding the items listed hereunder Equipment provided in Distribution Board | No. | 6 | 4000 | 24000 | 1
Section 5: Refurbishment of Existing Classrooms | Bill No. 12: Electrical Installations |  |  |  | Equipment provided in Distribution Board |  |  |  |  | 1
Section 5: Refurbishment of Existing Classrooms | Bill No. 12: Electrical Installations |  |  |  | Moulded Case Circuit Breakers |  |  |  |  | 1
Section 5: Refurbishment of Existing Classrooms | Bill No. 12: Electrical Installations |  | B |  | 10 Ampere S.P. 3 kA | No. | 24 | 300 | 7200 | 1
Section 5: Refurbishment of Existing Classrooms | Bill No. 12: Electrical Installations |  | C |  | 20 Ampere S.P. 3 kA | No. | 18 | 400 | 7200 | 1
Section 5: Refurbishment of Existing Classrooms | Bill No. 12: Electrical Installations |  | D |  | 30 Ampere S.P. 3kA | No. |  |  |  | 1
Section 5: Refurbishment of Existing Classrooms | Bill No. 12: Electrical Installations |  | E |  | 63 Ampere D.P. 3kA Main switch | No. | 6 | 4000 | 24000 | 1
Section 5: Refurbishment of Existing Classrooms | Bill No. 12: Electrical Installations |  |  |  | Earth Leakage Units |  |  |  |  | 1
Section 5: Refurbishment of Existing Classrooms | Bill No. 12: Electrical Installations |  | F |  | 63 Ampere DP. 3 kA 30 mA | No. | 6 | 1500 | 9000 | 1
Section 5: Refurbishment of Existing Classrooms | Bill No. 12: Electrical Installations |  |  |  | Labels |  |  |  |  | 1
Section 5: Refurbishment of Existing Classrooms | Bill No. 12: Electrical Installations |  | G |  | Danger sign and labels as specified | Item | 60 | 100 | 6000 | 1
Section 5: Refurbishment of Existing Classrooms | Bill No. 12: Electrical Installations |  |  |  | Low Voltage Cables |  |  |  |  | 1
Section 5: Refurbishment of Existing Classrooms | Bill No. 12: Electrical Installations |  |  |  | 600/1000V grade PVC/PVC/SWA/PVC stranded copper conductor cable (terminations and earth conductors elsewhere measured) Cable laid in trenching (excavations elsewhere measured) |  |  |  |  | 1
Section 5: Refurbishment of Existing Classrooms | Bill No. 12: Electrical Installations |  | H |  | 10mm² x 2-core | m | 360 | 135 | 48600 | 1
Section 5: Refurbishment of Existing Classrooms | Bill No. 12: Electrical Installations |  |  |  | Cable Terminations complete including glands, shrouds, lugs, |  |  |  |  | 1
Section 5: Refurbishment of Existing Classrooms | Bill No. 12: Electrical Installations |  |  |  | connections and commissioning |  |  |  |  | 1
Section 5: Refurbishment of Existing Classrooms | Bill No. 12: Electrical Installations |  | J |  | 10mm² x 2-core | No. | 12 | 300 | 3600 | 1
Section 5: Refurbishment of Existing Classrooms | Bill No. 12: Electrical Installations |  |  |  | Stranded Copper Earth Wire strapped to Cables including Terminations complete with drilling, bolting, lugs, connections and commissioning |  |  |  |  | 1
Section 5: Refurbishment of Existing Classrooms | Bill No. 12: Electrical Installations |  | K |  | 10mm² (insulated copper earth wire) | m | 360 | 18 | 6480 | 1
Section 5: Refurbishment of Existing Classrooms | Bill No. 12: Electrical Installations |  |  |  | EXCAVATIONS |  |  |  |  | 1
Section 5: Refurbishment of Existing Classrooms | Bill No. 12: Electrical Installations |  |  |  | All excavations, backlocal labour temporary support of sides, keeping excavations dry, filling and compaction must be done manually using backfilling and compacting to the Engineer's specification. |  |  |  |  | 1
Section 5: Refurbishment of Existing Classrooms | Bill No. 12: Electrical Installations |  | L |  | Pickable Soil (0.3 widex0.6 deep) | m³ | 66 | 165 | 10890 | 1
Section 5: Refurbishment of Existing Classrooms | Bill No. 12: Electrical Installations |  | M |  | For Soft Rock | m³ |  |  |  | 1
Section 5: Refurbishment of Existing Classrooms | Bill No. 12: Electrical Installations |  | N |  | For Hard Rock | m³ |  |  |  | 1
Section 5: Refurbishment of Existing Classrooms | Bill No. 12: Electrical Installations |  | P |  | Bedding under and filling around cables comprising sifted sand | m³ |  |  |  | 1
Section 5: Refurbishment of Existing Classrooms | Bill No. 12: Electrical Installations |  |  |  | CABLE MARKERS |  |  |  |  | 1
Section 5: Refurbishment of Existing Classrooms | Bill No. 12: Electrical Installations |  | Q |  | PVC warning marking tape roll of 500m | m | 360 | 4.2 | 1512 | 1
Section 5: Refurbishment of Existing Classrooms | Bill No. 12: Electrical Installations |  | R |  | Concrete route markers | No. |  |  | 0 | 1
Section 5: Refurbishment of Existing Classrooms | Bill No. 12: Electrical Installations |  |  |  | SLEEVES |  |  |  |  | 1
Section 5: Refurbishment of Existing Classrooms | Bill No. 12: Electrical Installations |  | S |  | 110mm dia | m |  |  | 0 | 1
Section 5: Refurbishment of Existing Classrooms | Bill No. 12: Electrical Installations |  | T |  | 50mm dia | m | 60 | 50 | 3000 | 1
Section 5: Refurbishment of Existing Classrooms | Bill No. 12: Electrical Installations |  | U |  | 32mm dia | m | 60 | 25 | 1500 | 1
Section 5: Refurbishment of Existing Classrooms | Bill No. 12: Electrical Installations |  |  |  | DRAW WIRE |  |  |  |  | 1
Section 5: Refurbishment of Existing Classrooms | Bill No. 12: Electrical Installations |  | V |  | Galvanised 1,6mm dia. draw wire | m | 120 | 4.2 | 504 | 1
Section 5: Refurbishment of Existing Classrooms | Bill No. 12: Electrical Installations |  |  |  | INTERNAL ELECTRICAL INSTALLATION SMALL POWER & LIGHTING |  |  |  |  | 1
Section 5: Refurbishment of Existing Classrooms | Bill No. 12: Electrical Installations |  |  |  | Tenderers are advised to study the specification before pricing the bill. |  |  |  |  | 1
Section 5: Refurbishment of Existing Classrooms | Bill No. 12: Electrical Installations |  |  |  | (Complete installation : Internal Electrical Installation) |  |  |  |  | 1
Section 5: Refurbishment of Existing Classrooms | Bill No. 12: Electrical Installations |  |  |  | SMALL POWER AND LIGHTING |  |  |  |  | 1
Section 5: Refurbishment of Existing Classrooms | Bill No. 12: Electrical Installations |  |  |  | Conduit and accessories as specified. Conduit placed in position for casting into concrete or screed, for building or chased into concrete or brickwork and for surface mounted in ceiling void including bending, threading, jointing, short lengths, draw boxes, couplings, bends, tees and saddles. |  |  |  |  | 1
Section 5: Refurbishment of Existing Classrooms | Bill No. 12: Electrical Installations |  | W |  | 20mm | m | 1800 | 20 | 36000 | 1
Section 5: Refurbishment of Existing Classrooms | Bill No. 12: Electrical Installations |  | X |  | 25mm | m | 600 | 21 | 12600 | 1
Section 5: Refurbishment of Existing Classrooms | Bill No. 12: Electrical Installations |  |  |  | Round conduit box as specified placed in position for casting into concrete, building or chased into brickwork or surface mounted including locknuts and bushes |  |  |  |  | 1
Section 5: Refurbishment of Existing Classrooms | Bill No. 12: Electrical Installations |  | Y |  | 60mm deep | No. | 24 | 24 | 576 | 1
Section 5: Refurbishment of Existing Classrooms | Bill No. 12: Electrical Installations |  |  |  | Wall boxes as specified placed in position for casting into concrete, building or chased into brickwork including locknuts and bushes |  |  |  |  | 1
Section 5: Refurbishment of Existing Classrooms | Bill No. 12: Electrical Installations |  |  |  | Where cavity walls or face brick walls are encountered tenderers must allow to install deep back to back (one end closed) wall boxes |  |  |  |  | 1
Section 5: Refurbishment of Existing Classrooms | Bill No. 12: Electrical Installations |  | Z |  | 100 x 50mm | No. | 30 | 18 | 540 | 1
Section 5: Refurbishment of Existing Classrooms | Bill No. 12: Electrical Installations |  | AA |  | 100 x 100mm | No. | 54 | 20 | 1080 | 1
Section 5: Refurbishment of Existing Classrooms | Bill No. 12: Electrical Installations |  |  |  | Blank Boxes & Covers |  |  |  |  | 1
Section 5: Refurbishment of Existing Classrooms | Bill No. 12: Electrical Installations |  | AB |  | 100x100mm | No. | 18 | 24 | 432 | 1
Section 5: Refurbishment of Existing Classrooms | Bill No. 12: Electrical Installations |  |  |  | Conductors |  |  |  |  | 1
Section 5: Refurbishment of Existing Classrooms | Bill No. 12: Electrical Installations |  |  |  | 600/1000V grade PVC insulated stranded copper conductors drawn |  |  |  |  | 1
Section 5: Refurbishment of Existing Classrooms | Bill No. 12: Electrical Installations |  |  |  | into conduit |  |  |  |  | 1
Section 5: Refurbishment of Existing Classrooms | Bill No. 12: Electrical Installations |  | AC |  | 2,5mm² | m | 2700 | 10 | 27000 | 1
Section 5: Refurbishment of Existing Classrooms | Bill No. 12: Electrical Installations |  | AD |  | 4,0mm² | m | 900 | 12 | 10800 | 1
Section 5: Refurbishment of Existing Classrooms | Bill No. 12: Electrical Installations |  | AE |  | 6,0mm² | m | 60 | 21.5 | 1290 | 1
Section 5: Refurbishment of Existing Classrooms | Bill No. 12: Electrical Installations |  |  |  | Bare stranded copper earth conductors drawn into conduits |  |  |  |  | 1
Section 5: Refurbishment of Existing Classrooms | Bill No. 12: Electrical Installations |  | AF |  | 2,5mm² | m | 3600 | 10 | 36000 | 1
Section 5: Refurbishment of Existing Classrooms | Bill No. 12: Electrical Installations |  |  |  | Appliances |  |  |  |  | 1
Section 5: Refurbishment of Existing Classrooms | Bill No. 12: Electrical Installations |  |  |  | Complete with cover plate fixed in flush boxes (boxes elsewhere measured) |  |  |  |  | 1
Section 5: Refurbishment of Existing Classrooms | Bill No. 12: Electrical Installations |  |  |  | Socket Outlets |  |  |  |  | 1
Section 5: Refurbishment of Existing Classrooms | Bill No. 12: Electrical Installations |  |  |  | Double 16 Ampere round 3-pin 250V grade |  |  |  |  | 1
Section 5: Refurbishment of Existing Classrooms | Bill No. 12: Electrical Installations |  | AG |  | Switched socket outlet | No. | 36 | 200 | 7200 | 1
Section 5: Refurbishment of Existing Classrooms | Bill No. 12: Electrical Installations |  | AH |  | Telephone point complete with boxes and covers on 100 x 100 box | No. |  |  |  | 1
Section 5: Refurbishment of Existing Classrooms | Bill No. 12: Electrical Installations |  | AJ |  | Data point complete with boxes and covers on 100 x 100 box | No. |  |  |  | 1
Section 5: Refurbishment of Existing Classrooms | Bill No. 12: Electrical Installations |  | AK |  | Underfloor duct plug station (4) | No. |  |  |  | 1
Section 5: Refurbishment of Existing Classrooms | Bill No. 12: Electrical Installations |  | AL |  | 20A Isolators | No. |  |  |  | 1
Section 5: Refurbishment of Existing Classrooms | Bill No. 12: Electrical Installations |  | AM |  | 32A Isolators | No. |  |  |  | 1
Section 5: Refurbishment of Existing Classrooms | Bill No. 12: Electrical Installations |  | AN |  | 60A Isolators | No. | 6 | 395 | 2370 | 1
Section 5: Refurbishment of Existing Classrooms | Bill No. 12: Electrical Installations |  |  |  | Light Switches |  |  |  |  | 1
Section 5: Refurbishment of Existing Classrooms | Bill No. 12: Electrical Installations |  | AP |  | 16 Ampere 250V grade single lever one way | No. | 30 | 155 | 4650 | 1
Section 5: Refurbishment of Existing Classrooms | Bill No. 12: Electrical Installations |  | AQ |  | 16 Ampere 250V grade single lever two way | No. |  |  |  | 1
Section 5: Refurbishment of Existing Classrooms | Bill No. 12: Electrical Installations |  | AR |  | 16 Ampere 250V grade double lever one way | No. |  |  |  | 1
Section 5: Refurbishment of Existing Classrooms | Bill No. 12: Electrical Installations |  | AS |  | 17 Ampere 250V grade four lever one way | No. |  |  |  | 1
Section 5: Refurbishment of Existing Classrooms | Bill No. 12: Electrical Installations |  | AT |  | Galvanised draw wire (1.6mm) | m | 1200 | 4.2 | 5040 | 1
Section 5: Refurbishment of Existing Classrooms | Bill No. 12: Electrical Installations |  |  |  | APPLIANCES |  |  |  |  | 1
Section 5: Refurbishment of Existing Classrooms | Bill No. 12: Electrical Installations |  |  |  | Surface mounted appliance complete |  |  |  |  | 1
Section 5: Refurbishment of Existing Classrooms | Bill No. 12: Electrical Installations |  | AU |  | 16 Ampere photo cell in an empty luminaire | No. | 6 | 400 | 2400 | 1
Section 5: Refurbishment of Existing Classrooms | Bill No. 12: Electrical Installations |  |  |  | LUMINAIRES |  |  |  |  | 1
Section 5: Refurbishment of Existing Classrooms | Bill No. 12: Electrical Installations |  |  |  | Installed and mounted to round boxes in brickwork or ceiling including |  |  |  |  | 1
Section 5: Refurbishment of Existing Classrooms | Bill No. 12: Electrical Installations |  |  |  | all fixings, brackets, supports, connectors, connections and lamps. |  |  |  |  | 1
Section 5: Refurbishment of Existing Classrooms | Bill No. 12: Electrical Installations |  |  |  | Type A |  |  |  |  | 1
Section 5: Refurbishment of Existing Classrooms | Bill No. 12: Electrical Installations |  | AV |  | 1200mm long 2 x 18W LED lamp Open channel switch start luminaire as per quality specification. | No. | 72 | 1050 | 75600 | 1
Section 5: Refurbishment of Existing Classrooms | Bill No. 12: Electrical Installations |  |  |  | Type C1 |  |  |  |  | 1
Section 5: Refurbishment of Existing Classrooms | Bill No. 12: Electrical Installations |  | AW |  | 1 x 9W LED lamp bulkhead fitting with high pressure die cast aluminium base and an opal non discoloring acrylic diffuser. IP 65 rated. White | No. | 30 | 1500 | 45000 | 1
Section 5: Refurbishment of Existing Classrooms | Bill No. 12: Electrical Installations |  |  |  | Type C2 |  |  |  |  | 1
Section 5: Refurbishment of Existing Classrooms | Bill No. 12: Electrical Installations |  | AX |  | 1 x 28W LED lamp decorative bulkhead fitting with aluminium base and an opal non discoloring acrylic diffuser. IP 65 rated, Black | No. | 60 | 1980 | 118800 | 1
Section 5: Refurbishment of Existing Classrooms | Bill No. 12: Electrical Installations |  |  |  | EARTHING INSTALLATION |  |  |  |  | 1
Section 5: Refurbishment of Existing Classrooms | Bill No. 12: Electrical Installations |  |  |  | Conduit : Prices include cutting, bending, threading, reaming bending, setting, joints, draw boxes, expansion joint boxes and installation materials. |  |  |  |  | 1
Section 5: Refurbishment of Existing Classrooms | Bill No. 12: Electrical Installations |  |  |  | Prices for concealed conduit shall be averaged for installation in any of the following situations: |  |  |  |  | 1
Section 5: Refurbishment of Existing Classrooms | Bill No. 12: Electrical Installations |  |  |  | a) cast in concrete |  |  |  |  | 1
Section 5: Refurbishment of Existing Classrooms | Bill No. 12: Electrical Installations |  |  |  | b) built in brickwork |  |  |  |  | 1
Section 5: Refurbishment of Existing Classrooms | Bill No. 12: Electrical Installations |  |  |  | c) chased in brickwork |  |  |  |  | 1
Section 5: Refurbishment of Existing Classrooms | Bill No. 12: Electrical Installations |  | AY |  | Trenches | m | 12 | 115 | 1380 | 1
Section 5: Refurbishment of Existing Classrooms | Bill No. 12: Electrical Installations |  | AZ |  | Imported material for trenches 0,5 m deep for 70 mm² bare stranded copper earth conductor : | m | 36 | 50 | 1800 | 1
Section 5: Refurbishment of Existing Classrooms | Bill No. 12: Electrical Installations |  | AAA |  | a) Soft sifted soil | m3 | 12 | 65 | 780 | 1
Section 5: Refurbishment of Existing Classrooms | Bill No. 12: Electrical Installations |  |  |  | Conductors |  |  |  |  | 1
Section 5: Refurbishment of Existing Classrooms | Bill No. 12: Electrical Installations |  | AAB |  | 70mm² bare stranded copper ( From earth bar to Roof structure) | m | 60 | 200 | 12000 | 1
Section 5: Refurbishment of Existing Classrooms | Bill No. 12: Electrical Installations |  | AAC |  | 16mm² PVC insulated | m | 60 | 65 | 3900 | 1
Section 5: Refurbishment of Existing Classrooms | Bill No. 12: Electrical Installations |  | AAD |  | 16mm² hard drawn aluminium | m | 60 | 55 | 3300 | 1
Section 5: Refurbishment of Existing Classrooms | Bill No. 12: Electrical Installations |  | AAE |  | Supply and install Test terminals block with sliding lock in 100mmx100mm PVC box with cover, at bottom of each down conductor (450mm AFFL) complete with roll bolts. | no | 6 | 156 | 936 | 1
Section 5: Refurbishment of Existing Classrooms | Bill No. 12: Electrical Installations |  | AAF |  | 1,8 m Earth Rods | m | 6 | 680 | 4080 | 1
Section 5: Refurbishment of Existing Classrooms | Bill No. 12: Electrical Installations |  | AAG |  | Cadwelds/Bolted connections | no | 12 | 100 | 1200 | 1
Section 5: Refurbishment of Existing Classrooms | Bill No. 12: Electrical Installations |  | AAH |  | 16mm² to roof structures (Connection to roof sheet, with lugs) | m | 12 | 55 | 660 | 1
Section 5: Refurbishment of Existing Classrooms | Bill No. 12: Electrical Installations |  | AAJ |  | 70mm² to steel reinforcing | m | 60 | 200 | 12000 | 1
Section 5: Refurbishment of Existing Classrooms | Bill No. 12: Electrical Installations |  | AAK |  | 70mm² to earth rods | m | 60 | 200 | 12000 | 1
Section 5: Refurbishment of Existing Classrooms | Bill No. 12: Electrical Installations |  |  |  | Drilling |  |  |  |  | 1
Section 5: Refurbishment of Existing Classrooms | Bill No. 12: Electrical Installations |  | AAL |  | Drilling of 1,8m deep holes in solid rock | no | 6 | 1000 | 6000 | 1
Section 5: Refurbishment of Existing Classrooms | Bill No. 12: Electrical Installations |  |  |  | Accessories |  |  |  |  | 1
Section 5: Refurbishment of Existing Classrooms | Bill No. 12: Electrical Installations |  | AAM |  | 25mm x 5mm copper plated flat bar DB | no | 6 | 125 | 750 | 1
Section 5: Refurbishment of Existing Classrooms | Bill No. 12: Electrical Installations |  | AAN |  | Bonding strips for water pipe installations | no | 6 | 500 | 3000 | 1
Section 5: Refurbishment of Existing Classrooms | Bill No. 12: Electrical Installations |  | AAP |  | Testing to ensure that earthing are according to SABS specification, do all nessasary corrections to the existing installation in order to issue a new earthing and lightning certificate | no | 6 | 3500 | 21000 | 1
Section 5: Refurbishment of Existing Classrooms | Bill No. 12: Electrical Installations |  |  |  | TESTING AND COMMISSIONING |  |  |  |  | 1
Section 5: Refurbishment of Existing Classrooms | Bill No. 12: Electrical Installations |  | AAQ |  | Testing and commission of the complete electrical installation including |  |  |  |  | 1
Section 5: Refurbishment of Existing Classrooms | Bill No. 12: Electrical Installations |  |  |  | DB CoC | Item | 6 | 3500 | 21000 | 1
Section 5: Refurbishment of Existing Classrooms | Bill No. 12: Electrical Installations |  | AAR |  | Testing and commission of the complete electrical installation including |  |  |  |  | 1
Section 5: Refurbishment of Existing Classrooms | Bill No. 12: Electrical Installations |  |  |  | DB CoC | Item | 6 | 3500 | 21000 | 1
Section 5: Refurbishment of Existing Classrooms | Bill No. 13: Provisional Sums |  |  |  | SECTION NO. 5 |  |  |  |  | 1
Section 5: Refurbishment of Existing Classrooms | Bill No. 13: Provisional Sums |  |  |  | LEPHADIMISHA - REFURBISHMENT OF EXISTING CLASSROOMS |  |  |  |  | 1
Section 5: Refurbishment of Existing Classrooms | Bill No. 13: Provisional Sums |  |  |  | BILL NO. 13 |  |  |  |  | 1
Section 5: Refurbishment of Existing Classrooms | Bill No. 13: Provisional Sums |  |  |  | PROVISIONAL SUM |  |  |  |  | 1
Section 5: Refurbishment of Existing Classrooms | Bill No. 13: Provisional Sums |  |  |  | NOTES |  |  |  |  | 1
Section 5: Refurbishment of Existing Classrooms | Bill No. 13: Provisional Sums |  |  |  | For preambles see "Model Preambles for Trades 2017" |  |  |  |  | 1
Section 5: Refurbishment of Existing Classrooms | Bill No. 13: Provisional Sums |  |  |  | FIRE EQUIPMENT |  |  |  |  | 1
Section 5: Refurbishment of Existing Classrooms | Bill No. 13: Provisional Sums |  | A |  | Allow a provisional sum of R50 000 (Fifty Thousand Rand) for the supply and installation of fire equipment. | Item | 1 | 50000 | 50000 | 1
Section 5: Refurbishment of Existing Classrooms | Bill No. 13: Provisional Sums |  | B |  | Allow for attendance | % | 5% | 50000 | 2500 | 1
Section 5: Refurbishment of Existing Classrooms | Bill No. 13: Provisional Sums |  | C |  | Allow for profit | % | 10% | 50000 | 5000 | 1
Section 5: Refurbishment of Existing Classrooms | Bill No. 13: Provisional Sums |  |  |  | SIGNAGE |  |  |  |  | 1
Section 5: Refurbishment of Existing Classrooms | Bill No. 13: Provisional Sums |  | D |  | Allow a sum of R 30 000 (Thirty Thousand Rands) for door letters and name plates including rectangular sign boards | Item | 1 | 30000 | 30000 | 1
Section 5: Refurbishment of Existing Classrooms | Bill No. 13: Provisional Sums |  | E |  | Allow for attendance | % | 5% | 30000 | 1500 | 1
Section 5: Refurbishment of Existing Classrooms | Bill No. 13: Provisional Sums |  | F |  | Allow for profit | % | 10% | 30000 | 3000 | 1
Section 6: Demolition of Existing Buildings | Bill No. 1: Demolition |  |  |  | SECTION NO. 6 |  |  |  |  | 1
Section 6: Demolition of Existing Buildings | Bill No. 1: Demolition |  |  |  | LEPHADIMISHA - DEMOLITION OF EXISTING LIBRARY AND MULTI-PURPOSE CLASSROOMS BLOCK |  |  |  |  | 1
Section 6: Demolition of Existing Buildings | Bill No. 1: Demolition |  |  |  | BILL NO. 1 |  |  |  |  | 1
Section 6: Demolition of Existing Buildings | Bill No. 1: Demolition |  |  |  | DEMOLITIONS |  |  |  |  | 1
Section 6: Demolition of Existing Buildings | Bill No. 1: Demolition |  |  |  | NOTES |  |  |  |  | 1
Section 6: Demolition of Existing Buildings | Bill No. 1: Demolition |  |  |  | For preambles see "Model Preambles for Trades 2017" |  |  |  |  | 1
Section 6: Demolition of Existing Buildings | Bill No. 1: Demolition |  |  |  | SUPPLEMENTARY PREAMBLES |  |  |  |  | 1
Section 6: Demolition of Existing Buildings | Bill No. 1: Demolition |  |  |  | Unless otherwise stated, all materials from the alterations and demolition will belong to the builder |  |  |  |  | 1
Section 6: Demolition of Existing Buildings | Bill No. 1: Demolition |  |  |  | The builder should allow for the removal of all debris from site and keeping the site clean at all times |  |  |  |  | 1
Section 6: Demolition of Existing Buildings | Bill No. 1: Demolition |  |  |  | The Contractor should allow for removing of rubble from site on daily basis, failing which the client might stop the construction until the site has been cleaned. |  |  |  |  | 1
Section 6: Demolition of Existing Buildings | Bill No. 1: Demolition |  |  |  | NATURE OF WORK: Tenderers are advised to visit the site and thoroughly acquaint themselves with the nature of demolitions, the nature and the extent the work to be done and adequate provisions are to be made in tendered rates for items not specifically mentioned which they may deem necessary for the proper completion of the work |  |  |  |  | 1
Section 6: Demolition of Existing Buildings | Bill No. 1: Demolition |  |  |  | SCHOOL TO REMAIN OPERATIONAL: Tenderers are to note that all existing buildings of the facility will remain occupied and fully operational during the construction period and due allowance must be made for the work being carried out at such times and in such manner as directed by the Principal Agent to ensure the least interference with the routine of the School. |  |  |  |  | 1
Section 6: Demolition of Existing Buildings | Bill No. 1: Demolition |  |  |  | DEMOLITIONS OF BUILDINGS: Tenderers are to note that tendered rates for the demolitions of buildings are to cater for the following: |  |  |  |  | 1
Section 6: Demolition of Existing Buildings | Bill No. 1: Demolition |  |  |  | The temporary closing off and/or diversion of existing services i.e. water supply, sewer lines, etc |  |  |  |  | 1
Section 6: Demolition of Existing Buildings | Bill No. 1: Demolition |  |  |  | The complete ripping out and removal of old foundations and deed underground services as referred to above. |  |  |  |  | 1
Section 6: Demolition of Existing Buildings | Bill No. 1: Demolition |  |  |  | Trenches, holes, etc. created as a result of the removal of foundations, services, etc shall be backfilled with approved filling material and compacted to 95% Mod AASHTO density. |  |  |  |  | 1
Section 6: Demolition of Existing Buildings | Bill No. 1: Demolition |  |  |  | All other disturbed levels shall be ripped for a depth of 150mm, including breaking down oversize material and compacted to 93% Mod AASHTO density. |  |  |  |  | 1
Section 6: Demolition of Existing Buildings | Bill No. 1: Demolition |  |  |  | It will at all times throughout the contract period, be expected from the Contractor to, immediately after each portion of demolishing has been completed, remove and cart away all building rubble generated to a dumping site to be located by the Contractor off the hospital premises. The temporarily dumping and/or stockpiling of rubble on site will not be permitted |  |  |  |  | 1
Section 6: Demolition of Existing Buildings | Bill No. 1: Demolition |  |  |  | CARTING AWAY OF EXCESSIVE AND/OR UNSUITABLE EXCAVATED MATERIAL, BUILDING RUBBLE, ETC |  |  |  |  | 1
Section 6: Demolition of Existing Buildings | Bill No. 1: Demolition |  |  |  | Descriptions for "carting away excessive or unsuitable excavated material, building rubble from demolitions, etc from site" shall be deemed to include the loading and hauling of excessive or unsuitable excavated material, building rubble from demolitions, etc. to a suitable dumping site to be located by the Contractor off the building site. |  |  |  |  | 1
Section 6: Demolition of Existing Buildings | Bill No. 1: Demolition |  |  |  | The location of the intended dumping site will be subjected to prior written approval of the Principal Agent. |  |  |  |  | 1
Section 6: Demolition of Existing Buildings | Bill No. 1: Demolition |  |  |  | The Contractor will also be liable to, upon completion, rehabilitate all those areas of the dumping site used dumping/spoiling by grading the area to follow the adjacent ground contours and afterwards compacted to 80% Mod AASHTO density, all to the satisfaction of the Principal Agent. |  |  |  |  | 1
Section 6: Demolition of Existing Buildings | Bill No. 1: Demolition |  |  |  | Tendered rates must make provision for the abovementioned as no additional claims in this regard will afterwards be entertained. |  |  |  |  | 1
Section 6: Demolition of Existing Buildings | Bill No. 1: Demolition |  |  |  | The re-use of old materials obtained from the demolitions in the contruction of the new buildings, for filling, etc will not be perimtted |  |  |  |  | 1
Section 6: Demolition of Existing Buildings | Bill No. 1: Demolition |  |  |  | EXISTING SERVICES: Special care is to be taken by the Contractor not to interefere unnecessarily with existing services. Should be contractor encounter any existing services such as underground cables, pipes o sewers during the execution of the works he shall notify the Principal Agent immediately and suspend all affected work in the immediate vicinity until such have been dealt with (i.e. removed, disconnected, re-routed, etc) and instruction to proceed with the work has been given by the Principal Agent |  |  |  |  | 1
Section 6: Demolition of Existing Buildings | Bill No. 1: Demolition |  |  |  | The Contractor shall afford every facility to Specialist which might be employed by the Principal Agent to effect the necessary removal, disconnection, re-routing, etc of services as might be required. |  |  |  |  | 1
Section 6: Demolition of Existing Buildings | Bill No. 1: Demolition |  |  |  | PROTECTION: In taking down and demolishing existing work the utmost care is to be observed to avoid any structural or other damages to the remaining portions and/or adjacent buildings, structures and services, etc. It will be expected from the Contractor to, at all times, employ adequate precaution measures in this regard and to provide all necessary materials for so doing |  |  |  |  | 1
Section 6: Demolition of Existing Buildings | Bill No. 1: Demolition |  |  |  | The Contractor will be held solely responsible for any damages to persons or property and for the safety of the structures throughout the whole of this Contract and shall make good at his own expense any such damages arising out of his failure to adhere to the aforesaid requirement. |  |  |  |  | 1
Section 6: Demolition of Existing Buildings | Bill No. 1: Demolition |  |  |  | FILLING: Where described as "including back filling", "back filling" shall mean the filling of all trenches, holes, etc. with approved gravel filling ( Minimum G5 standard) to be obtained from a commercial source and compacted to 93% Mod AASHTO density. |  |  |  |  | 1
Section 6: Demolition of Existing Buildings | Bill No. 1: Demolition |  |  |  | OLD MATERIAL: |  |  |  |  | 1
Section 6: Demolition of Existing Buildings | Bill No. 1: Demolition |  |  |  | Unless specifically otherwise described, all other old materials from demolitions are to become the property of the SCHOOL, therefore, tendered rates for demolitions must cater for adequate credit in this regard. |  |  |  |  | 1
Section 6: Demolition of Existing Buildings | Bill No. 1: Demolition |  |  |  | It will be expected from the Contractor that all old materials not required, rubble, rubbish, etc. to be immediately carted away and site left clean and unencumbered at all times. |  |  |  |  | 1
Section 6: Demolition of Existing Buildings | Bill No. 1: Demolition |  |  |  | MEASUREMENT: Measurement given are approximate and the Contractor is advised to view the site and existing structures to be demolished and to thoroughly acquaint himself with the extent of the work to be done |  |  |  |  | 1
Section 6: Demolition of Existing Buildings | Bill No. 1: Demolition |  |  |  | Any errors to the tendered rates in this regard shall be Contractor's expense as no claims in this regard will be entertained afterwards |  |  |  |  | 1
Section 6: Demolition of Existing Buildings | Bill No. 1: Demolition |  |  |  | TENDER: The submission of a tender will imply that the Contractor has physically visited the site and fully understands the content and extent of the work described in this Bill and, therfore, accepts that no claims in this repect will thus be entertained afterwards |  |  |  |  | 1
Section 6: Demolition of Existing Buildings | Bill No. 1: Demolition |  |  |  | DIMENSIONS The Contractor is advised to take all dimensions affecting the existing buildings on the site, as he will be held solely responsible for all new work being of the correct size. |  |  |  |  | 1
Section 6: Demolition of Existing Buildings | Bill No. 1: Demolition |  |  |  | PIPES, ETC Special care is to be taken not to interfere unnecessary with any supply pipes or other piping that may be met with and found necessary to disconnect or cut, are to be effectively stopped off and any new connections that may be necessary are to be made with proper fittings and to the satisfaction of the QS to whom due notice must be given of any alterations to the existing services. |  |  |  |  | 1
Section 6: Demolition of Existing Buildings | Bill No. 1: Demolition |  |  |  | PROTECTION In taking down and removing existing work the utmost care is to be observed to avoid any structural or other damage to the remaining portions of the buildings. The Contractor must also protect all work not removed such as walls, floors, doors, windows or other joinery,loose and fixed fittings and electrical appliances, etc. from damage during the progress of the work and provide all necessary materilas for doing so. The Contractor will be held solely responsible for any damage to persons or property and for the safety of the structure throughout the whole of this Contract and must make good at his own expense any damage that may occur. |  |  |  |  | 1
Section 6: Demolition of Existing Buildings | Bill No. 1: Demolition |  |  |  | Unless otherwise stated, all usable material from the demolitions should be kept safety and handed over to the manager who shall sign for all material received. |  |  |  |  | 1
Section 6: Demolition of Existing Buildings | Bill No. 1: Demolition |  |  |  | Demolishing and removing |  |  |  |  | 1
Section 6: Demolition of Existing Buildings | Bill No. 1: Demolition |  | A |  | Demolition of existing library and multi-purpose classrooms block approximately 563m2 on plan including taking out roof, door including frames, windows, concrete floors, concrete footing, etc. | No | 1 | 250000 | 250000 | 1

## Output BoQ
Section | Bill No. | Trade Code | Accounts Code | Specification Code | Item No. | Pay Ref | Description | Unit | Contract Quantity | Contract Rate | Contract Amount | Progress Quantity | Forecast Quantity | New Materials Rate | Progress Amount | Forecast Amount
Section 1 Preliminaries | Bill No. 1: Fixed Charge Items | [5 empty] | SECTION NO. 1
Section 1 Preliminaries | Bill No. 1: Fixed Charge Items |  |  |  |  | SANS 1200A | PRELIMINARY AND GENERAL
Section 1 Preliminaries | Bill No. 1: Fixed Charge Items | [5 empty] | (Applicable to the whole of the Works)
Section 1 Preliminaries | Bill No. 1: Fixed Charge Items | [5 empty] | BILL NO. 1
Section 1 Preliminaries | Bill No. 1: Fixed Charge Items |  |  |  |  | 8.3 | FIXED CHARGE ITEMS
Section 1 Preliminaries | Bill No. 1: Fixed Charge Items | [5 empty] | PREAMBLE
Section 1 Preliminaries | Bill No. 1: Fixed Charge Items | [5 empty] | A detailed breakdown of the Preliminaries and General costs should be submitted with this tender
Section 1 Preliminaries | Bill No. 1: Fixed Charge Items |  |  |  | A | 8.3.1 | Contractual requirements | SUM | 1 | 500000 | 500000 | 1 | 1 | 500000 | 500000 | 500000
Section 1 Preliminaries | Bill No. 1: Fixed Charge Items |  |  |  |  | 8.3.2.2 | Facilities for Contractor | [7 empty] | 0 | 0
Section 1 Preliminaries | Bill No. 1: Fixed Charge Items |  |  |  | B | 8.3.2.2.a) | Offices and storage sheds | SUM | 1 | 30000 | 30000 | 1 | 1 | 30000 | 30000 | 30000
Section 1 Preliminaries | Bill No. 1: Fixed Charge Items |  |  |  | C | 8.3.2.2.b) | Workshops | SUM | 1 | 10000 | 10000 | 1 | 1 | 10000 | 10000 | 10000
Section 1 Preliminaries | Bill No. 1: Fixed Charge Items |  |  |  | D | 8.3.2.2.c) | Laboratories. | Sum | 1 | 10000 | 10000 | 1 | 1 | 10000 | 10000 | 10000
Section 1 Preliminaries | Bill No. 1: Fixed Charge Items |  |  |  | E | 8.3.2.2.d) | Living accommodation. | Sum | 1 | 20000 | 20000 | 1 | 1 | 20000 | 20000 | 20000
Section 1 Preliminaries | Bill No. 1: Fixed Charge Items |  |  |  | F | 8.3.2.2.e) | Ablution and latrine facilities. | Sum | 1 | 20000 | 20000 | 1 | 1 | 20000 | 20000 | 20000
Section 1 Preliminaries | Bill No. 1: Fixed Charge Items |  |  |  | G | 8.3.2.2.f) | Tools and equipment | SUM | 1 | 20000 | 20000 | 1 | 1 | 20000 | 20000 | 20000
Section 1 Preliminaries | Bill No. 1: Fixed Charge Items |  |  |  | H | 8.3.2.2.g) | Water supplies, electric power, communications, dealing with water, and access | SUM | 1 | 15000 | 15000 | 1 | 1 | 15000 | 15000 | 15000
Section 1 Preliminaries | Bill No. 1: Fixed Charge Items |  |  |  | J | 8.3.2.2.j) | Plant. | SUM | 1 | 25000 | 25000 | 1 | 1 | 25000 | 25000 | 25000
Section 1 Preliminaries | Bill No. 1: Fixed Charge Items |  |  |  | K |  | Medicals and inductions | SUM | 1 | 20000 | 20000 | 1 | 1 | 20000 | 20000 | 20000
Section 1 Preliminaries | Bill No. 1: Fixed Charge Items |  |  |  | L |  | Fencing of laydown area | SUM | 1 | 55933.13 | 55933.13 | 1 | 1 | 55933.13 | 55933.13 | 55933.13
Section 1 Preliminaries | Bill No. 1: Fixed Charge Items |  |  |  | M | 8.3.3 | Other fixed charge obligations | SUM | 1 | 5000 | 5000 | 1 | 1 | 5000 | 5000 | 5000
Section 1 Preliminaries | Bill No. 1: Fixed Charge Items |  |  |  | N | 8.3.4 | Removal of site establishment | SUM | 1 | 15000 | 15000 | 1 | 1 | 15000 | 15000 | 15000
Section 1 Preliminaries | Bill No. 2: Time Related Items | [5 empty] | SECTION NO. 1 | [7 empty] | 0 | 0
Section 1 Preliminaries | Bill No. 2: Time Related Items |  |  |  |  | SANS 1200A | PRELIMINARY AND GENERAL | [7 empty] | 0 | 0
Section 1 Preliminaries | Bill No. 2: Time Related Items | [5 empty] | (Applicable to the whole of the Works) | [7 empty] | 0 | 0
Section 1 Preliminaries | Bill No. 2: Time Related Items | [5 empty] | BILL NO. 2 | [7 empty] | 0 | 0
Section 1 Preliminaries | Bill No. 2: Time Related Items |  |  |  |  | 8.4 | TIME RELATED ITEMS | [7 empty] | 0 | 0
Section 1 Preliminaries | Bill No. 2: Time Related Items | [5 empty] | PREAMBLE | [7 empty] | 0 | 0
Section 1 Preliminaries | Bill No. 2: Time Related Items | [5 empty] | A detailed breakdown of the Preliminaries and General costs should be submitted with this tender | [7 empty] | 0 | 0
Section 1 Preliminaries | Bill No. 2: Time Related Items |  |  |  | A | 8.4.1 | Contractual requirements | SUM | 1 | 100000 | 100000 | 1 | 1 | 100000 | 100000 | 100000
Section 1 Preliminaries | Bill No. 2: Time Related Items |  |  |  |  | 8.4.2 | Operation and Maintenance of Facilities on Site, for Duration of Construction, (unless otherwise stated) | [7 empty] | 0 | 0
Section 1 Preliminaries | Bill No. 2: Time Related Items |  |  |  |  | 8.4.2.2 | Facilities for Contractor | [7 empty] | 0 | 0
Section 1 Preliminaries | Bill No. 2: Time Related Items |  |  |  | B | 8.4.2.2.a) | Offices and storage sheds | SUM | 1 | 30000 | 30000 | 1 | 1 | 30000 | 30000 | 30000
Section 1 Preliminaries | Bill No. 2: Time Related Items |  |  |  | C | 8.4.2.2.b) | Workshops | SUM | 1 | 15000 | 15000 | 1 | 1 | 15000 | 15000 | 15000
Section 1 Preliminaries | Bill No. 2: Time Related Items |  |  |  | D | 8.4.2.2.c) | Laboratories | SUM | 1 | 15000 | 15000 | 1 | 1 | 15000 | 15000 | 15000
Section 1 Preliminaries | Bill No. 2: Time Related Items |  |  |  | E | 8.4.2.2.d) | Living accommodation | SUM | 1 | 30000 | 30000 | 1 | 1 | 30000 | 30000 | 30000
Section 1 Preliminaries | Bill No. 2: Time Related Items |  |  |  | F | 8.4.2.2.e) | Ablution and latrine facilities | SUM | 1 | 30000 | 30000 | 1 | 1 | 30000 | 30000 | 30000
Section 1 Preliminaries | Bill No. 2: Time Related Items |  |  |  | G | 8.4.2.2.f) | Tools and equipment | SUM | 1 | 20000 | 20000 | 1 | 1 | 20000 | 20000 | 20000
Section 1 Preliminaries | Bill No. 2: Time Related Items |  |  |  | H | 8.4.2.2.g) | Water supplies, electric power, communications, dealing with water, and access | SUM | 1 | 20000 | 20000 | 1 | 1 | 20000 | 20000 | 20000
Section 1 Preliminaries | Bill No. 2: Time Related Items |  |  |  | J | 8.4.2.2.j) | Plant | SUM | 1 | 60000 | 60000 | 1 | 1 | 60000 | 60000 | 60000
Section 1 Preliminaries | Bill No. 2: Time Related Items |  |  |  | K | 8.4.3 | Supervision for duration of construction | SUM | 1 | 120000 | 120000 | 1 | 1 | 120000 | 120000 | 120000
Section 1 Preliminaries | Bill No. 2: Time Related Items |  |  |  | L | 8.4.4 | Company and head office overhead costs for duration of the contract | SUM | 1 | 24000 | 24000 | 1 | 1 | 24000 | 24000 | 24000
Section 1 Preliminaries | Bill No. 2: Time Related Items |  |  |  | M |  | Safety Compliance | Sum | 1 | 200000 | 200000 | 1 | 1 | 200000 | 200000 | 200000
Section 1 Preliminaries | Bill No. 2: Time Related Items |  |  |  | N | 8.4.5 | Other time related obligations | SUM | 1 | 10000 | 10000 | 1 | 1 | 10000 | 10000 | 10000
Section 1 Preliminaries | Bill No. 2: Time Related Items |  |  |  | P | 8.4.5.1 | Community Liason Officer's Salary | SUM | 1 | 60000 | 60000 | 1 | 1 | 60000 | 60000 | 60000
Section 1 Preliminaries | Bill No. 2: Time Related Items |  |  |  | Q | 8.4.5.2 | Security for the duration of the project | SUM | 1 | 100000 | 100000 | 1 | 1 | 100000 | 100000 | 100000
Section 2: Media Centre | Bill No. 1: Earthworks | [5 empty] | SECTION NO. 2 | [7 empty] | 0 | 0
Section 2: Media Centre | Bill No. 1: Earthworks | [5 empty] | LEPHADIMISHA - MEDIA CENTRE | [7 empty] | 0 | 0
Section 2: Media Centre | Bill No. 1: Earthworks | [5 empty] | BILL NO. 1 | [7 empty] | 0 | 0
Section 2: Media Centre | Bill No. 1: Earthworks |  |  |  |  | SANS 1200D | EARTHWORKS | [7 empty] | 0 | 0
Section 2: Media Centre | Bill No. 1: Earthworks | [5 empty] | NOTES | [7 empty] | 0 | 0
Section 2: Media Centre | Bill No. 1: Earthworks | [5 empty] | For preambles see "Model Preambles for Trades 2017" | [7 empty] | 0 | 0
Section 2: Media Centre | Bill No. 1: Earthworks | [5 empty] | SUPPLEMENTARY PREAMBLES | [7 empty] | 0 | 0
Section 2: Media Centre | Bill No. 1: Earthworks | [5 empty] | Nature of ground | [7 empty] | 0 | 0
Section 2: Media Centre | Bill No. 1: Earthworks | [5 empty] | Descriptions of excavations shall be deemed to include all ground conditions classifiable as "earth", and where conditions of a more difficult character are indicated, these are separately measured. | [7 empty] | 0 | 0
Section 2: Media Centre | Bill No. 1: Earthworks |  |  |  |  | 8.3 | SCHEDULED ITEMS | [7 empty] | 0 | 0
Section 2: Media Centre | Bill No. 1: Earthworks |  |  |  |  | 8.3.1 | Site preparation | [7 empty] | 0 | 0
Section 2: Media Centre | Bill No. 1: Earthworks |  |  |  | A | 8.3.1.1 | Rip and scarify in-situ 150mm layer free of organic material and compact to 93% Mod AASHTO density | m2 | 307 | 25 | 7675 | 307 | 307 | 25 | 7675 | 7675
Section 2: Media Centre | Bill No. 1: Earthworks |  |  |  | B | 8.3.1.2 | Remove topsoil to nominal depth 150mm, stockpile and maintain | m2 | 307 | 65 | 19955 | 307 | 307 | 65 | 19955 | 19955
Section 2: Media Centre | Bill No. 1: Earthworks | [5 empty] | EXCAVATION, FILLING, ETC | [7 empty] | 0 | 0
Section 2: Media Centre | Bill No. 1: Earthworks |  |  |  |  | 8.3.3 | Restricted Excavation | [7 empty] | 0 | 0
Section 2: Media Centre | Bill No. 1: Earthworks |  |  |  | C | 8.3.3.a.1) | Excavate for restricted footings in all materials | m3 | 112 | 85 | 9520 | 112 | 112 | 85 | 9520 | 9520
Section 2: Media Centre | Bill No. 1: Earthworks | [5 empty] | Extra-over for | [7 empty] | 0 | 0
Section 2: Media Centre | Bill No. 1: Earthworks |  |  |  | D | 8.3.3.b.1) | Intermediate excavation | m3 | 11.2 | 95 | 1064 | 11.2 | 11.2 | 95 | 1064 | 1064
Section 2: Media Centre | Bill No. 1: Earthworks |  |  |  | E | 8.3.3.b.2) | Hard rock excavation | m3 | 5.6 | 350 | 1960 | 5.6 | 5.6 | 350 | 1960 | 1960
Section 2: Media Centre | Bill No. 1: Earthworks |  |  |  |  | 8.3.4 | Importing of Material | [7 empty] | 0 | 0
Section 2: Media Centre | Bill No. 1: Earthworks |  |  |  |  | 8.3.4.a) | Extra-over for importation of materials from commercial sources | [7 empty] | 0 | 0
Section 2: Media Centre | Bill No. 1: Earthworks |  |  |  | F |  | G5 material compacted in 150mm thick layers to 95% MOD AASHTO density at 1% to 2% optimum moisture content under footing | m3 | 41 | 320 | 13120 | 41 | 41 | 320 | 13120 | 13120
Section 2: Media Centre | Bill No. 1: Earthworks |  |  |  | G |  | G5 Material in layers compacted to 95% Mod AASHTO density in layers not exceeding 150mm under surface bed | m3 | 99 | 320 | 31680 | 99 | 99 | 320 | 31680 | 31680
Section 2: Media Centre | Bill No. 1: Earthworks |  |  |  | H | 8.3.6 | Overhaul | [7 empty] | 0 | 0
Section 2: Media Centre | Bill No. 1: Earthworks |  |  |  | J | 8.3.6.b) | Long overhaul in excess of 2km and within a 20km radius | m3.km | 1344 | 8 | 10752 | 1344 | 1344 | 8 | 10752 | 10752
Section 2: Media Centre | Bill No. 1: Earthworks | [5 empty] | SOIL POISONING | [7 empty] | 0 | 0
Section 2: Media Centre | Bill No. 1: Earthworks | [5 empty] | Soil insecticide in accordance with SANS 5859 | [7 empty] | 0 | 0
Section 2: Media Centre | Bill No. 1: Earthworks |  |  |  | K |  | Under floors etc. including forming and poisoning shallow furrows against foundation walls etc., filling in furrows and ramming | m2 | 353 | 35 | 12355 | 353 | 353 | 35 | 12355 | 12355
Section 2: Media Centre | Bill No. 2: Concrete (Structural) | [5 empty] | SECTION NO. 2 | [7 empty] | 0 | 0
Section 2: Media Centre | Bill No. 2: Concrete (Structural) | [5 empty] | LEPHADIMISHA - MEDIA CENTRE | [7 empty] | 0 | 0
Section 2: Media Centre | Bill No. 2: Concrete (Structural) | [5 empty] | BILL NO. 2 | [7 empty] | 0 | 0
Section 2: Media Centre | Bill No. 2: Concrete (Structural) |  |  |  |  | SANS 1200G | CONCRETE (STRUCTURAL) | [7 empty] | 0 | 0
Section 2: Media Centre | Bill No. 2: Concrete (Structural) | [5 empty] | NOTES | [7 empty] | 0 | 0
Section 2: Media Centre | Bill No. 2: Concrete (Structural) | [5 empty] | For preambles see "Model Preambles for Trades 2017" | [7 empty] | 0 | 0
Section 2: Media Centre | Bill No. 2: Concrete (Structural) | [5 empty] | SUPPLEMENTARY PREAMBLES | [7 empty] | 0 | 0
Section 2: Media Centre | Bill No. 2: Concrete (Structural) | [5 empty] | Cost of tests | [7 empty] | 0 | 0
Section 2: Media Centre | Bill No. 2: Concrete (Structural) | [5 empty] | The costs of making, storing and testing of concrete test cubes as required under clause 7 "Tests" of SANS 1200G shall include the cost of providing cube moulds necessary for the purpose, for testing costs and for submitting reports on the tests to the Supervisor. The testing shall be undertaken by an independent firm or institution nominated by the contractor to the approval of the Supervisor. (Test cubes are measured separately) | [7 empty] | 0 | 0
Section 2: Media Centre | Bill No. 2: Concrete (Structural) | [5 empty] | Formwork | [7 empty] | 0 | 0
Section 2: Media Centre | Bill No. 2: Concrete (Structural) | [5 empty] | Formwork to soffits of solids etc. shall be deemed to be slabs not exceeding 300mm thick unless otherwise described | [7 empty] | 0 | 0
Section 2: Media Centre | Bill No. 2: Concrete (Structural) | [5 empty] | Formwork to sides of bases, pile caps, ground beams, etc. will only be measured where it is prescribed by the engineer for design reasons. Formwork necessitated by irregularity or collapse of excavated faces will not be measured and the cost thereof shall be deemed to be included in the allowance for taking the risk of collapse of the sides of the excavations, provision for which is made in "Earthworks" | [7 empty] | 0 | 0
Section 2: Media Centre | Bill No. 2: Concrete (Structural) | [5 empty] | All H.D bolts, washers and nuts to be supplied by the contractor | [7 empty] | 0 | 0
Section 2: Media Centre | Bill No. 2: Concrete (Structural) | [5 empty] | Rates to include for sandblasting and galvanizing all bolts and metal work to applicable specification | [7 empty] | 0 | 0
Section 2: Media Centre | Bill No. 2: Concrete (Structural) |  |  |  |  | 8.2 | FORMWORK (PROVISIONAL) | [7 empty] | 0 | 0
Section 2: Media Centre | Bill No. 2: Concrete (Structural) |  |  |  |  | 8.2.1 | Rough formwork | [7 empty] | 0 | 0
Section 2: Media Centre | Bill No. 2: Concrete (Structural) |  |  |  | A |  | To sides footing | m2 | 67 | 385 | 25795 | 67 | 69 | 385 | 25795 | 26565
Section 2: Media Centre | Bill No. 2: Concrete (Structural) |  |  |  |  | 8.3 | REINFORCEMENT (PROVISIONAL) | [7 empty] | 0 | 0
Section 2: Media Centre | Bill No. 2: Concrete (Structural) |  |  |  |  | 8.3.1 | Steel Bars in Structural Steel | [7 empty] | 0 | 0
Section 2: Media Centre | Bill No. 2: Concrete (Structural) |  |  |  |  | 8.3.1 | Steel Bars | [7 empty] | 0 | 0
Section 2: Media Centre | Bill No. 2: Concrete (Structural) | [5 empty] | High-tensile | [7 empty] | 0 | 0
Section 2: Media Centre | Bill No. 2: Concrete (Structural) |  |  |  | B |  | Various Bars | t | 0.539 | 19500 | 10510.5 | 0.539 | 0.539 | 19500 | 10510.5 | 10510.5
Section 2: Media Centre | Bill No. 2: Concrete (Structural) | [5 empty] | Mild steel | [7 empty] | 0 | 0
Section 2: Media Centre | Bill No. 2: Concrete (Structural) |  |  |  | C |  | Various Bars | t | 0.12 | 19500 | 2340 | 0.12 | 0.12 | 19500 | 2340 | 2340
Section 2: Media Centre | Bill No. 2: Concrete (Structural) |  |  |  |  | 8.3.2 | High-tensile welded mesh | [7 empty] | 0 | 0
Section 2: Media Centre | Bill No. 2: Concrete (Structural) |  |  |  | D |  | Ref 395 layer mesh in surface bed | m2 | 141 | 145 | 20445 | 141 | 141 | 145 | 20445 | 20445
Section 2: Media Centre | Bill No. 2: Concrete (Structural) |  |  |  | E |  | Ref 395 layer mesh in veranda | m2 | 41 | 145 | 5945 | 41 | 41 | 145 | 5945 | 5945
Section 2: Media Centre | Bill No. 2: Concrete (Structural) |  |  |  | F |  | Ref 395 layer mesh in apron | m2 | 67 | 145 | 9715 | 67 | 67 | 145 | 9715 | 9715
Section 2: Media Centre | Bill No. 2: Concrete (Structural) |  |  |  |  | 8.4 | CONCRETE | [7 empty] | 0 | 0
Section 2: Media Centre | Bill No. 2: Concrete (Structural) |  |  |  |  | 8.4.2 | 50mm Blinding Layer in 15MPa/19mm | [7 empty] | 0 | 0
Section 2: Media Centre | Bill No. 2: Concrete (Structural) |  |  |  | G |  | Under footings and bases | m3 | 3 | 2000 | 6000 | 3 | 3 | #N/A | #N/A | #N/A
Section 2: Media Centre | Bill No. 2: Concrete (Structural) | [5 empty] | Reinforced Concrete 25MPa/19mm | [7 empty] | 0 | 0
Section 2: Media Centre | Bill No. 2: Concrete (Structural) |  |  | 25MPa Mix | H |  | In surface bed | m3 | 14 | 2200 | 30800 | 14 | 14 | 2200 | 30800 | 30800
Section 2: Media Centre | Bill No. 2: Concrete (Structural) |  |  |  | J |  | In verander | m3 | 6 | 2200 | 13200 | 6 | 6 | 2200 | 13200 | 13200
Section 2: Media Centre | Bill No. 2: Concrete (Structural) |  |  |  | K |  | In footing | m3 | 13 | 2200 | 28600 | 13 | 13 | 2200 | 28600 | 28600
Section 2: Media Centre | Bill No. 2: Concrete (Structural) |  |  |  | L |  | In apron | m3 | 10 | 2200 | 22000 | 10 | 10 | 2200 | 22000 | 22000
Section 2: Media Centre | Bill No. 2: Concrete (Structural) | [5 empty] | Test Cubes | [7 empty] | 0 | 0
Section 2: Media Centre | Bill No. 2: Concrete (Structural) |  |  |  | M |  | Making and testing 150 x 150 x 150mm concrete strength test cube. (Provisional) | No | 22 | 650 | 14300 | 22 | 22 | 650 | 14300 | 14300
Section 2: Media Centre | Bill No. 2: Concrete (Structural) |  |  |  |  | 8.4.4 | Unformed Surface Finishes | [7 empty] | 0 | 0
Section 2: Media Centre | Bill No. 2: Concrete (Structural) |  |  |  |  | 8.4.4.c) | Wooden-floated finish | [7 empty] | 0 | 0
Section 2: Media Centre | Bill No. 2: Concrete (Structural) |  |  |  | N |  | Top of surface bed | m2 | 141 | 15 | 2115 | 141 | 141 | 15 | 2115 | 2115
Section 2: Media Centre | Bill No. 2: Concrete (Structural) |  |  |  | O |  | Top of veranda | m2 | 37 | 15 | 555 | 37 | 37 | 15 | 555 | 555
Section 2: Media Centre | Bill No. 2: Concrete (Structural) |  |  |  | P |  | Top Apron | m2 | 67 | 15 | 1005 | 67 | 67 | 15 | 1005 | 1005
Section 2: Media Centre | Bill No. 2: Concrete (Structural) |  |  |  |  | 8.5 | Movement Joints, Etc. | [7 empty] | 0 | 0
Section 2: Media Centre | Bill No. 2: Concrete (Structural) |  |  |  | Q |  | 10mm expansion joints in concrete slab with 10mm Jointex. Once the concrete is set rake out the top 10mm of Jointex and seal with approved polysulphide or similar joint sealant. | m | 21 | 95 | 1995 | 21 | 21 | 95 | 1995 | 1995
Section 2: Media Centre | Bill No. 2: Concrete (Structural) |  |  |  | R |  | Expansion joints with 10mm bitumen impregnated softboard or closed cell expanded polyethylene between vertical concrete and brick surfaces | m | 22 | 95 | 2090 | 22 | 22 | 95 | 2090 | 2090
Section 2: Media Centre | Bill No. 3: Masonry | [5 empty] | SECTION NO. 2 | [7 empty] | 0 | 0
Section 2: Media Centre | Bill No. 3: Masonry | [5 empty] | LEPHADIMISHA - MEDIA CENTRE | [7 empty] | 0 | 0
Section 2: Media Centre | Bill No. 3: Masonry | [5 empty] | BILL NO. 3 | [7 empty] | 0 | 0
Section 2: Media Centre | Bill No. 3: Masonry | [5 empty] | MASONRY | [7 empty] | 0 | 0
Section 2: Media Centre | Bill No. 3: Masonry | [5 empty] | NOTES | [7 empty] | 0 | 0
Section 2: Media Centre | Bill No. 3: Masonry | [5 empty] | For preambles see "Model Preambles for Trades 2017" | [7 empty] | 0 | 0
Section 2: Media Centre | Bill No. 3: Masonry | [5 empty] | SUPPLEMENTARY PREAMBLES | [7 empty] | 0 | 0
Section 2: Media Centre | Bill No. 3: Masonry | [5 empty] | Where sizes in descriptions are given in brick units, "one brick" shall represent the length and "half brick the width of the brick | [7 empty] | 0 | 0
Section 2: Media Centre | Bill No. 3: Masonry | [5 empty] | Face bricks | [7 empty] | 0 | 0
Section 2: Media Centre | Bill No. 3: Masonry | [5 empty] | Bricks shall be ordered timeously to obtain uniformity in size and colour | [7 empty] | 0 | 0
Section 2: Media Centre | Bill No. 3: Masonry | [5 empty] | Pointing | [7 empty] | 0 | 0
Section 2: Media Centre | Bill No. 3: Masonry | [5 empty] | Descriptions of recessed pointing to fair face brickwork and face brickwork shall be deemed to include square recessed, hollow recessed, weathered pointing, etc. | [7 empty] | 0 | 0
Section 2: Media Centre | Bill No. 3: Masonry | [5 empty] | Reinforced brick lintels | [7 empty] | 0 | 0
Section 2: Media Centre | Bill No. 3: Masonry | [5 empty] | Lintels shall bear at least 160mm onto adjacent walling. Where such bearing cannot be obtained due to the proximity of adjacent openings the lintel shall be continuous | [7 empty] | 0 | 0
Section 2: Media Centre | Bill No. 3: Masonry | [5 empty] | BRICKWORK | [7 empty] | 0 | 0
Section 2: Media Centre | Bill No. 3: Masonry | [5 empty] | FOUNDATION | [7 empty] | 0 | 0
Section 2: Media Centre | Bill No. 3: Masonry | [5 empty] | Brickwork of NFP bricks in class II mortar | [7 empty] | 0 | 0
Section 2: Media Centre | Bill No. 3: Masonry |  |  |  | A |  | Pier brick wall | m3 | 3 | 295 | 885 | 3 | 3 | 295 | 885 | 885
Section 2: Media Centre | Bill No. 3: Masonry |  |  |  | B |  | One brick wall | m2 | 30 | 295 | 8850 | 30 | 30 | 295 | 8850 | 8850
Section 2: Media Centre | Bill No. 3: Masonry |  |  |  | C |  | Half brick wall | m2 | 6 | 235 | 1410 | 6 | 6 | 235 | 1410 | 1410
Section 2: Media Centre | Bill No. 3: Masonry | [5 empty] | SUPERSTRUCTURE | [7 empty] | 0 | 0
Section 2: Media Centre | Bill No. 3: Masonry | [5 empty] | Brickwork of NFP bricks in class II mortar | [7 empty] | 0 | 0
Section 2: Media Centre | Bill No. 3: Masonry |  |  |  | D |  | Pier brick wall | m3 | 12 | 295 | 3540 | 12 | 12 | 295 | 3540 | 3540
Section 2: Media Centre | Bill No. 3: Masonry |  |  |  | E |  | One brick wall | m2 | 180 | 295 | 53100 | 180 | 180 | 295 | 53100 | 53100
Section 2: Media Centre | Bill No. 3: Masonry |  |  |  | F |  | One brick walls in beamfilling | m2 | 24 | 295 | 7080 | 24 | 24 | 295 | 7080 | 7080
Section 2: Media Centre | Bill No. 3: Masonry |  |  |  | G |  | Half brick wall | m2 | 10 | 235 | 2350 | 10 | 10 | 235 | 2350 | 2350
Section 2: Media Centre | Bill No. 3: Masonry | [5 empty] | Brick-on-edge header course copings, sills, face bricks pointed with recessed joints on all exposed faces | [7 empty] | 0 | 0
Section 2: Media Centre | Bill No. 3: Masonry |  |  |  | H |  | Window sills | m | 24 | 295 | 7080 | 24 | 24 | 295 | 7080 | 7080
Section 2: Media Centre | Bill No. 3: Masonry | [5 empty] | Prestressed fabricated concrete lintels including necessary temporary supports | [7 empty] | 0 | 0
Section 2: Media Centre | Bill No. 3: Masonry |  |  |  | I |  | 110 x 75mm Standard precast concrete lintels to openings in brickwork not exceeding 2000mm In width, minimum bearing distance to be 115mm | m | 28 | 95 | 2660 | 28 | 28 | 95 | 2660 | 2660
Section 2: Media Centre | Bill No. 3: Masonry | [5 empty] | Turning pieces | [7 empty] | 0 | 0
Section 2: Media Centre | Bill No. 3: Masonry |  |  |  | J |  | 230mm Wide turning piece to lintels, etc. | m | 33 | 35 | 1155 | 33 | 33 | 35 | 1155 | 1155
Section 2: Media Centre | Bill No. 3: Masonry | [5 empty] | FACE BRICKWORK | [7 empty] | 0 | 0
Section 2: Media Centre | Bill No. 3: Masonry | [5 empty] | User note | [7 empty] | 0 | 0
Section 2: Media Centre | Bill No. 3: Masonry | [5 empty] | Face bricks pointed with recessed horizontal and vertical joints | [7 empty] | 0 | 0
Section 2: Media Centre | Bill No. 3: Masonry |  |  |  | K |  | Extra over pier for face brickwork | m2 | 23 | 550 | 12650 | 23 | 23 | 550 | 12650 | 12650
Section 2: Media Centre | Bill No. 3: Masonry |  |  |  | L |  | Extra over brickwork for face brickwork | m2 | 151 | 550 | 83050 | 151 | 151 | 550 | 83050 | 83050
Section 2: Media Centre | Bill No. 3: Masonry |  |  |  | M |  | Brick on edge for face brickwork | m | 58 | 285 | 16530 | 58 | 58 | 285 | 16530 | 16530
Section 2: Media Centre | Bill No. 3: Masonry | [5 empty] | SUNDRIES | [7 empty] | 0 | 0
Section 2: Media Centre | Bill No. 3: Masonry | [5 empty] | Brickwork reinforcement | [7 empty] | 0 | 0
Section 2: Media Centre | Bill No. 3: Masonry |  |  |  | N |  | 75mm Wide brick reinforcement | m | 45 | 10 | 450 | 45 | 45 | 10 | 450 | 450
Section 2: Media Centre | Bill No. 3: Masonry |  |  |  | P |  | 150mm Wide brick reinforcement | m | 757 | 15 | 11355 | 757 | 757 | 15 | 11355 | 11355
Section 2: Media Centre | Bill No. 4: Waterproofing | [5 empty] | SECTION NO. 2 | [7 empty] | 0 | 0
Section 2: Media Centre | Bill No. 4: Waterproofing | [5 empty] | LEPHADIMISHA - MEDIA CENTRE | [7 empty] | 0 | 0
Section 2: Media Centre | Bill No. 4: Waterproofing | [5 empty] | BILL NO. 4 | [7 empty] | 0 | 0
Section 2: Media Centre | Bill No. 4: Waterproofing | [5 empty] | WATERPROOFING | [7 empty] | 0 | 0
Section 2: Media Centre | Bill No. 4: Waterproofing | [5 empty] | NOTES | [7 empty] | 0 | 0
Section 2: Media Centre | Bill No. 4: Waterproofing | [5 empty] | For preambles see "Model Preambles for Trades 2017" | [7 empty] | 0 | 0
Section 2: Media Centre | Bill No. 4: Waterproofing | [5 empty] | SUPPLEMENTARY PREAMBLES | [7 empty] | 0 | 0
Section 2: Media Centre | Bill No. 4: Waterproofing | [5 empty] | Waterproofing of roofs, basements, etc. shall be laid under a ten year guarantee. Waterproofing to roofs shall be laid to even falls to outlets etc. with necessary ridges, hips and valleys. Descriptions of sheet or membrane waterproofing shall be deemed to include additional labour to turn-ups and turn-downs. | [7 empty] | 0 | 0
Section 2: Media Centre | Bill No. 4: Waterproofing | [5 empty] | All the components to be cleaned and surveyed for defects and cracks, etc. before the application /installation of any form of water proofing. | [7 empty] | 0 | 0
Section 2: Media Centre | Bill No. 4: Waterproofing | [5 empty] | DAMPPROOFING OF WALLS AND FLOORS | [7 empty] | 0 | 0
Section 2: Media Centre | Bill No. 4: Waterproofing | [5 empty] | One layer of 375 Micron Consol Plastics Brikgrip DPC embossed damp proof course | [7 empty] | 0 | 0
Section 2: Media Centre | Bill No. 4: Waterproofing |  |  |  | A |  | In walls | m2 | 62 | 65 | 4030 | 62 | 62 | 65 | 4030 | 4030
Section 2: Media Centre | Bill No. 4: Waterproofing | [5 empty] | One layer of 250 Micron "Plastall Gunplas USB Green" waterproof sheeting Type C, sealed at laps with "Gunplas Pressure Sensitive Tape" | [7 empty] | 0 | 0
Section 2: Media Centre | Bill No. 4: Waterproofing |  |  |  | B |  | Under surface beds | m2 | 171 | 65 | 11115 | 171 | 171 | 65 | 11115 | 11115
Section 2: Media Centre | Bill No. 4: Waterproofing |  |  |  | C |  | Under apron | m2 | 67 | 65 | 4355 | 67 | 67 | 65 | 4355 | 4355
Section 2: Media Centre | Bill No. 5: Roof Covering and Cladding | [5 empty] | SECTION NO. 2 | [7 empty] | 0 | 0
Section 2: Media Centre | Bill No. 5: Roof Covering and Cladding | [5 empty] | LEPHADIMISHA - MEDIA CENTRE | [7 empty] | 0 | 0
Section 2: Media Centre | Bill No. 5: Roof Covering and Cladding | [5 empty] | BILL NO. 5 | [7 empty] | 0 | 0
Section 2: Media Centre | Bill No. 5: Roof Covering and Cladding | [5 empty] | ROOF COVERING AND CLADDING ETC | [7 empty] | 0 | 0
Section 2: Media Centre | Bill No. 5: Roof Covering and Cladding | [5 empty] | NOTES | [7 empty] | 0 | 0
Section 2: Media Centre | Bill No. 5: Roof Covering and Cladding | [5 empty] | For preambles see "Model Preambles for Trades 2017" | [7 empty] | 0 | 0
Section 2: Media Centre | Bill No. 5: Roof Covering and Cladding | [5 empty] | PROFILED METAL SHEETING AND ACCESSORIES | [7 empty] | 0 | 0
Section 2: Media Centre | Bill No. 5: Roof Covering and Cladding |  |  |  | A |  | 0,6mm IBR Galvanized Corrugated Iron roof sheets with "Chromadek" finish on one side, in single lengths fixed to timber purlins or rails and 0,6mm galvanised steel accessories with "Chromadek" finish on one side | m2 | 171 | 395 | 67545 | 171 | 171 | 395 | 67545 | 67545
Section 2: Media Centre | Bill No. 5: Roof Covering and Cladding | [5 empty] | Roof coverings with pitches to 40 degrees, including all flashings, ridge caps, fasteners and clips | [7 empty] | 0 | 0
Section 2: Media Centre | Bill No. 5: Roof Covering and Cladding | [5 empty] | Supply and install ancillaries | [7 empty] | 0 | 0
Section 2: Media Centre | Bill No. 5: Roof Covering and Cladding |  |  |  | B |  | Extra over for ridge cap | m | 50 | 245 | 12250 | 50 | 50 | 245 | 12250 | 12250
Section 2: Media Centre | Bill No. 5: Roof Covering and Cladding | [5 empty] | ROOF INSULATION | [7 empty] | 0 | 0
Section 2: Media Centre | Bill No. 5: Roof Covering and Cladding |  |  |  | C |  | 75mm insulation on straining wires, as per manufacturer's specification | m2 | 171 | 165 | 28215 | 171 | 171 | 165 | 28215 | 28215
Section 2: Media Centre | Bill No. 6: Capentry and Joinery | [5 empty] | SECTION NO. 2 | [7 empty] | 0 | 0
Section 2: Media Centre | Bill No. 6: Capentry and Joinery | [5 empty] | LEPHADIMISHA - MEDIA CENTRE | [7 empty] | 0 | 0
Section 2: Media Centre | Bill No. 6: Capentry and Joinery | [5 empty] | BILL NO. 6 | [7 empty] | 0 | 0
Section 2: Media Centre | Bill No. 6: Capentry and Joinery | [5 empty] | CARPENTRY AND JOINERY | [7 empty] | 0 | 0
Section 2: Media Centre | Bill No. 6: Capentry and Joinery | [5 empty] | NOTES | [7 empty] | 0 | 0
Section 2: Media Centre | Bill No. 6: Capentry and Joinery | [5 empty] | For preambles see "Model Preambles for Trades 2017" | [7 empty] | 0 | 0
Section 2: Media Centre | Bill No. 6: Capentry and Joinery | [5 empty] | SUPPLEMENTARY PREAMBLES | [7 empty] | 0 | 0
Section 2: Media Centre | Bill No. 6: Capentry and Joinery | [5 empty] | Fixing | [7 empty] | 0 | 0
Section 2: Media Centre | Bill No. 6: Capentry and Joinery | [5 empty] | Items described as "nailed" shall be deemed to be fixed with hardened steel nails or pins, or to be shot-pinned, to brickwork or concrete | [7 empty] | 0 | 0
Section 2: Media Centre | Bill No. 6: Capentry and Joinery | [5 empty] | Items described as "plugged" shall be deemed to include screwing to fibre, plastic or metal plugs at not exceeding 500mm centres, and where described as "bolted", the bolts have been given elsewhere | [7 empty] | 0 | 0
Section 2: Media Centre | Bill No. 6: Capentry and Joinery | [5 empty] | Joinery | [7 empty] | 0 | 0
Section 2: Media Centre | Bill No. 6: Capentry and Joinery | [5 empty] | Descriptions of frames shall be deemed to include frames, transoms, rails, etc. | [7 empty] | 0 | 0
Section 2: Media Centre | Bill No. 6: Capentry and Joinery | [5 empty] | Descriptions of hardwood joinery shall be deemed to include sinking and pelleting heads and nuts of bolts | [7 empty] | 0 | 0
Section 2: Media Centre | Bill No. 6: Capentry and Joinery | [5 empty] | Decorative thermosetting plastic laminate covering | [7 empty] | 0 | 0
Section 2: Media Centre | Bill No. 6: Capentry and Joinery | [5 empty] | Laminate covering shall be glued under pressure and edge strips of same shall be butt jointed at junctions with adjacent similar finish | [7 empty] | 0 | 0
Section 2: Media Centre | Bill No. 6: Capentry and Joinery | [5 empty] | Dimensions in descriptions of trusses are nominal and actual measurements are to be obtained from the architect/engineer and/or taken on site before design or fabrication commences | [7 empty] | 0 | 0
Section 2: Media Centre | Bill No. 6: Capentry and Joinery | [5 empty] | EAVES, VERGES, ETC | [7 empty] | 0 | 0
Section 2: Media Centre | Bill No. 6: Capentry and Joinery | [5 empty] | Fibre-cement fascia boards, screw fixed to truss ends & countersunk brass screw. | [7 empty] | 0 | 0
Section 2: Media Centre | Bill No. 6: Capentry and Joinery |  |  |  | A |  | 250x10mm thick FC77 pressed fibre cement Fascias and barge boards | m | 60 | 95 | 5700 | 60 | 60 | 95 | 5700 | 5700
Section 2: Media Centre | Bill No. 6: Capentry and Joinery | [5 empty] | DOORS, FRAMES ETC | [7 empty] | 0 | 0
Section 2: Media Centre | Bill No. 6: Capentry and Joinery | [5 empty] | Wooden Doors | [7 empty] | 0 | 0
Section 2: Media Centre | Bill No. 6: Capentry and Joinery |  |  |  | B |  | Size 813 x 2032 x 44mm thick solid timber door with concealed hardwood edges and Masonite finish to both sides (T01) | No | 1 | 2500 | 2500 | 1 | 1 | 2500 | 2500 | 2500
Section 2: Media Centre | Bill No. 6: Capentry and Joinery |  |  |  | C |  | Size 813 x 2032 x 44mm thick solid timber door with concealed hardwood edges and Masonite finish to both sides (TO2) | No | 2 | 2500 | 5000 | 2 | 2 | 2500 | 5000 | 5000
Section 2: Media Centre | Bill No. 6: Capentry and Joinery | [5 empty] | SKIRTING | [7 empty] | 0 | 0
Section 2: Media Centre | Bill No. 6: Capentry and Joinery | [5 empty] | MERANTI SKIRTING: | [7 empty] | 0 | 0
Section 2: Media Centre | Bill No. 6: Capentry and Joinery |  |  |  | D |  | 69mm x 19mm selected wrot Meranti skirting, slightly rounded on top leading edge and ploughed on rear face, needle steel nailed to walls at 600mm centres. The skirting is to have splayed header joints and mitred angles. Finish skirting with 25 x 25 mm selected wrot Meranti quarter round, needle steel nailed to wall through skirting @ 600mm centres. | m | 73 | 85 | 6205 | 73 | 73 | 85 | 6205 | 6205
Section 2: Media Centre | Bill No. 6: Capentry and Joinery | [5 empty] | Carpentry and joinery fittings, supplied and installed complete | [7 empty] | 0 | 0
Section 2: Media Centre | Bill No. 6: Capentry and Joinery | [5 empty] | Worktops | [7 empty] | 0 | 0
Section 2: Media Centre | Bill No. 6: Capentry and Joinery |  |  |  | E |  | Worktop size 1545 x 1350, in section 750mm wide with standard adjustment chromed legs including surface, substrate, backer, ironmongery, etc complete as described | No | 9 | 7500 | 67500 | 9 | 9 | 7500 | 67500 | 67500
Section 2: Media Centre | Bill No. 6: Capentry and Joinery |  |  |  | F |  | Worktop with shelves under size 1545 x 1350, in section 650mm wide with standard adjustment chromed legs including surface, substrate, backer, ironmongery, etc complete as described | No | 6 | 7500 | 45000 | 6 | 6 | 7500 | 45000 | 45000
Section 2: Media Centre | Bill No. 6: Capentry and Joinery |  |  |  | G |  | Fixed Shelving size 1545 x 2700, in section 750mm wide with standard adjustment chromed legs including surface, substrate, backer, ironmongery, etc complete as described | No | 6 | 7500 | 45000 | 6 | 6 | 7500 | 45000 | 45000
Section 2: Media Centre | Bill No. 6: Capentry and Joinery |  |  |  | H |  | Wall shelving 2400 x 1500mm high | No | 4 | 5000 | 20000 | 4 | 4 | 5000 | 20000 | 20000
Section 2: Media Centre | Bill No. 6: Capentry and Joinery | [5 empty] | Office Table and Chairs | [7 empty] | 0 | 0
Section 2: Media Centre | Bill No. 6: Capentry and Joinery |  |  |  | J |  | 120cm round desk | No | 6 | 3000 | 18000 | 6 | 6 | 3000 | 18000 | 18000
Section 2: Media Centre | Bill No. 6: Capentry and Joinery |  |  |  | K |  | Classic Ultra Exec Mid-Back Chair | No | 36 | 2000 | 72000 | 36 | 36 | 2000 | 72000 | 72000
Section 2: Media Centre | Bill No. 7: Ceilings and Partitions | [5 empty] | SECTION NO. 2 | [7 empty] | 0 | 0
Section 2: Media Centre | Bill No. 7: Ceilings and Partitions | [5 empty] | LEPHADIMISHA - MEDIA CENTRE | [7 empty] | 0 | 0
Section 2: Media Centre | Bill No. 7: Ceilings and Partitions | [5 empty] | BILL NO. 7 | [7 empty] | 0 | 0
Section 2: Media Centre | Bill No. 7: Ceilings and Partitions | [5 empty] | CEILINGS AND PARTITIONS | [7 empty] | 0 | 0
Section 2: Media Centre | Bill No. 7: Ceilings and Partitions | [5 empty] | NOTES | [7 empty] | 0 | 0
Section 2: Media Centre | Bill No. 7: Ceilings and Partitions | [5 empty] | For preambles see "Model Preambles for Trades 2017" | [7 empty] | 0 | 0
Section 2: Media Centre | Bill No. 7: Ceilings and Partitions | [5 empty] | SUPPLEMENTARY PREAMBLES | [7 empty] | 0 | 0
Section 2: Media Centre | Bill No. 7: Ceilings and Partitions | [5 empty] | Fixing | [7 empty] | 0 | 0
Section 2: Media Centre | Bill No. 7: Ceilings and Partitions | [5 empty] | Items described as "nailed" shall be deemed to be fixed with hardened steel nails or pins, or to be shot-pinned, to brickwork or concrete | [7 empty] | 0 | 0
Section 2: Media Centre | Bill No. 7: Ceilings and Partitions | [5 empty] | Items described as "plugged" shall be deemed to include screwing to fibre, plastic or metal plugs at not exceeding 500mm centres, and where described as "bolted", the bolts have been given elsewhere | [7 empty] | 0 | 0
Section 2: Media Centre | Bill No. 7: Ceilings and Partitions | [5 empty] | Ceilings | [7 empty] | 0 | 0
Section 2: Media Centre | Bill No. 7: Ceilings and Partitions | [5 empty] | Unless otherwise described ceilings shall be deemed to be horizontal | [7 empty] | 0 | 0
Section 2: Media Centre | Bill No. 7: Ceilings and Partitions | [5 empty] | Electrical light fittings, diffusers, panels etc are generally "lay-in" units of the same dimensions as the suspension grid described and allowance must be made in the rates accordingly for their support inclusive of any flexibility in setting out that may be required (ceiling panels have not been deducted and pricing is to take cognisance thereof) | [7 empty] | 0 | 0
Section 2: Media Centre | Bill No. 7: Ceilings and Partitions | [5 empty] | Steel components | [7 empty] | 0 | 0
Section 2: Media Centre | Bill No. 7: Ceilings and Partitions | [5 empty] | All steel components for ceilings, partitions, etc. are to be galvanised in accordance with SANS 121 | [7 empty] | 0 | 0
Section 2: Media Centre | Bill No. 7: Ceilings and Partitions | [5 empty] | NAILED UP CEILINGS | [7 empty] | 0 | 0
Section 2: Media Centre | Bill No. 7: Ceilings and Partitions | [5 empty] | 6mm Gypsum ceiling Board fixed to 38x38mm SAP battens. | [7 empty] | 0 | 0
Section 2: Media Centre | Bill No. 7: Ceilings and Partitions |  |  |  | A |  | Ceilings including as pine brandering at 500mm centres in both directions, | m2 | 121 | 185 | 22385 | 121 | 121 | 185 | 22385 | 22385
Section 2: Media Centre | Bill No. 7: Ceilings and Partitions |  |  |  | B |  | Extra over ceiling for 600 x 600mm trap door | No | 2 | 850 | 1700 | 2 | 2 | 850 | 1700 | 1700
Section 2: Media Centre | Bill No. 7: Ceilings and Partitions | [5 empty] | CORNICES | [7 empty] | 0 | 0
Section 2: Media Centre | Bill No. 7: Ceilings and Partitions |  |  |  | C |  | 75mm Gypsum coved cornice nailed to wall and ceiling. | m | 72 | 85 | 6120 | 72 | 72 | 85 | 6120 | 6120
Section 2: Media Centre | Bill No. 7: Ceilings and Partitions | [5 empty] | INSULATION | [7 empty] | 0 | 0
Section 2: Media Centre | Bill No. 7: Ceilings and Partitions | [5 empty] | Non-combustible fibreglass insulation of a density of not less than 10kg/m3 bonded with an inert thermo-setting resin | [7 empty] | 0 | 0
Section 2: Media Centre | Bill No. 7: Ceilings and Partitions |  |  |  | D |  | 135mm Fibre blanket insulation | m2 | 121 | 185 | 22385 | 121 | 121 | 185 | 22385 | 22385
Section 2: Media Centre | Bill No. 8: Floor Coverings | [5 empty] | SECTION NO. 2 | [7 empty] | 0 | 0
Section 2: Media Centre | Bill No. 8: Floor Coverings | [5 empty] | LEPHADIMISHA - MEDIA CENTRE | [7 empty] | 0 | 0
Section 2: Media Centre | Bill No. 8: Floor Coverings | [5 empty] | BILL NO. 8 | [7 empty] | 0 | 0
Section 2: Media Centre | Bill No. 8: Floor Coverings | [5 empty] | FLOOR COVERINGS | [7 empty] | 0 | 0
Section 2: Media Centre | Bill No. 8: Floor Coverings | [5 empty] | NOTES | [7 empty] | 0 | 0
Section 2: Media Centre | Bill No. 8: Floor Coverings | [5 empty] | For preambles see "Model Preambles for Trades 2017" | [7 empty] | 0 | 0
Section 2: Media Centre | Bill No. 8: Floor Coverings | [5 empty] | SUPPLEMENTARY PREAMBLES | [7 empty] | 0 | 0
Section 2: Media Centre | Bill No. 8: Floor Coverings | [5 empty] | Proprietary Products In Descriptions Proprietary products shall be deemed to include the statement "or similarly approved" in the description specified. Substitute products of similar quality and specification may be used with prior approval by the Principal Agent. | [7 empty] | 0 | 0
Section 2: Media Centre | Bill No. 8: Floor Coverings | [5 empty] | VINYL SHEET | [7 empty] | 0 | 0
Section 2: Media Centre | Bill No. 8: Floor Coverings | [5 empty] | FloorworX Superflex fully flexible vinyl floor sheeting 1,2m wide x 2mm thick x 15m long (Subfloor measured elsewhere) | [7 empty] | 0 | 0
Section 2: Media Centre | Bill No. 8: Floor Coverings |  |  |  | A |  | On floors | m2 | 121 | 400 | 48400 | 121 | 121 | 400 | 48400 | 48400
Section 2: Media Centre | Bill No. 8: Floor Coverings | [5 empty] | POLISH, SEALERS, ETC | [7 empty] | 0 | 0
Section 2: Media Centre | Bill No. 8: Floor Coverings |  |  |  | B |  | Two coats wax polish on vinly floors | m2 | 121 | 35 | 4235 | 121 | 121 | 35 | 4235 | 4235
Section 2: Media Centre | Bill No. 9: Ironmongery | [5 empty] | SECTION NO. 2 | [7 empty] | 0 | 0
Section 2: Media Centre | Bill No. 9: Ironmongery | [5 empty] | LEPHADIMISHA - MEDIA CENTRE | [7 empty] | 0 | 0
Section 2: Media Centre | Bill No. 9: Ironmongery | [5 empty] | BILL NO. 9 | [7 empty] | 0 | 0
Section 2: Media Centre | Bill No. 9: Ironmongery | [5 empty] | IRONMONGERY | [7 empty] | 0 | 0
Section 2: Media Centre | Bill No. 9: Ironmongery | [5 empty] | NOTES | [7 empty] | 0 | 0
Section 2: Media Centre | Bill No. 9: Ironmongery | [5 empty] | For preambles see "Model Preambles for Trades 2017" | [7 empty] | 0 | 0
Section 2: Media Centre | Bill No. 9: Ironmongery | [5 empty] | HINGES, BOLTS, ETC | [7 empty] | 0 | 0
Section 2: Media Centre | Bill No. 9: Ironmongery |  |  |  | A |  | 100 x 75mm Aluminium hinge with stainless steel washers | No | 6 | 200 | 1200 | 6 | 6 | 200 | 1200 | 1200
Section 2: Media Centre | Bill No. 9: Ironmongery |  |  |  | B |  | 150mm Chromium plated barrel bolt | No | 6 | 200 | 1200 | 6 | 6 | 200 | 1200 | 1200
Section 2: Media Centre | Bill No. 9: Ironmongery | [5 empty] | DOOR LOCKSETS, HANDLES etc. | [7 empty] | 0 | 0
Section 2: Media Centre | Bill No. 9: Ironmongery |  |  |  | C |  | 3 lever mortice lock or similar approved | No | 3 | 400 | 1200 | 3 | 3 | 400 | 1200 | 1200
Section 2: Media Centre | Bill No. 9: Ironmongery |  |  |  | D |  | 75 x 150mm anodised aluminium pull door handles with back plates | No | 3 | 550 | 1650 | 3 | 3 | 550 | 1650 | 1650
Section 2: Media Centre | Bill No. 9: Ironmongery |  |  |  | E |  | 90 x 150mm anodised aluminium pull door handles with back plates | No | 3 | 650 | 1950 | 3 | 3 | 650 | 1950 | 1950
Section 2: Media Centre | Bill No. 9: Ironmongery | [5 empty] | PUSH PLATES AND KICKING PLATES | [7 empty] | 0 | 0
Section 2: Media Centre | Bill No. 9: Ironmongery |  |  |  | F |  | 079/160 160 x 160 x 1.6mm push plate SS | No | 3 | 650 | 1950 | 3 | 3 | 650 | 1950 | 1950
Section 2: Media Centre | Bill No. 9: Ironmongery |  |  |  | G |  | SS5089-650W. Kick plate 813mm x 900mm high | No | 3 | 650 | 1950 | 3 | 3 | 650 | 1950 | 1950
Section 2: Media Centre | Bill No. 9: Ironmongery | [5 empty] | DOOR STOP | [7 empty] | 0 | 0
Section 2: Media Centre | Bill No. 9: Ironmongery |  |  |  | H |  | Half Moon Satin Nickel Door Stopper | No | 3 | 80 | 240 | 3 | 3 | 80 | 240 | 240
Section 2: Media Centre | Bill No. 9: Ironmongery | [5 empty] | Shelves etc | [7 empty] | 0 | 0
Section 2: Media Centre | Bill No. 9: Ironmongery | [5 empty] | Gondola wall band shelving or similar approved free standing steel shelving units with standard epoxy powder coated finish including heavy duty uprights, open base foot pieces, shelf brackets, shelves, spacers, top rails, top finishing plates | [7 empty] | 0 | 0
Section 2: Media Centre | Bill No. 9: Ironmongery |  |  |  | J |  | 2 209 x 914x 2 438mm 5 tier High powder coated mild steel wall bands at 600mm centres fixed with 457mm mild steel wall brackets to 16mm melamine shelves (colour:grey) | No | 10 | 8500 | 85000 | 10 | 10 | 8500 | 85000 | 85000
Section 2: Media Centre | Bill No. 9: Ironmongery |  |  |  | K |  | Magazines and Newpapers Steel Cabinet | No | 7 | 5500 | 38500 | 7 | 7 | 5500 | 38500 | 38500
Section 2: Media Centre | Bill No. 9: Ironmongery | [5 empty] | Desk | [7 empty] | 0 | 0
Section 2: Media Centre | Bill No. 9: Ironmongery |  |  |  | L |  | 800x 1800 x 700 High Mediterrianean desk 3 drawer pedistal with freestanding "L" extension brown frame with postforme Oak top. | No | 1 | 8000 | 8000 | 1 | 1 | 8000 | 8000 | 8000
Section 2: Media Centre | Bill No. 9: Ironmongery | [5 empty] | FILING CABINETS | [7 empty] | 0 | 0
Section 2: Media Centre | Bill No. 9: Ironmongery | [5 empty] | Locker Logistic filing cabinet with locking mechanism powder coated finish, installed strictly to manufacturer's specifications | [7 empty] | 0 | 0
Section 2: Media Centre | Bill No. 9: Ironmongery |  |  |  | M |  | FC-4 four drawer filing cabinet | No | 0 | 10000 | 0 | 0 | 0 | 10000 | 0 | 0
Section 2: Media Centre | Bill No. 10: Structural Steelwork | [5 empty] | SECTION NO. 2 | [7 empty] | 0 | 0
Section 2: Media Centre | Bill No. 10: Structural Steelwork | [5 empty] | LEPHADIMISHA - MEDIA CENTRE | [7 empty] | 0 | 0
Section 2: Media Centre | Bill No. 10: Structural Steelwork | [5 empty] | BILL NO. 10 | [7 empty] | 0 | 0
Section 2: Media Centre | Bill No. 10: Structural Steelwork | [5 empty] | STRUCTURAL STEELWORK | [7 empty] | 0 | 0
Section 2: Media Centre | Bill No. 10: Structural Steelwork | [5 empty] | NOTES | [7 empty] | 0 | 0
Section 2: Media Centre | Bill No. 10: Structural Steelwork | [5 empty] | For preambles see "Model Preambles for Trades 2017" | [7 empty] | 0 | 0
Section 2: Media Centre | Bill No. 10: Structural Steelwork | [5 empty] | SUPPLEMENTARY PREAMBLES | [7 empty] | 0 | 0
Section 2: Media Centre | Bill No. 10: Structural Steelwork | [5 empty] | Erection shall include site transportation and handling to point of assembly. Supply includes delivery to site | [7 empty] | 0 | 0
Section 2: Media Centre | Bill No. 10: Structural Steelwork | [5 empty] | All steelwork shall be hot dip galvanised | [7 empty] | 0 | 0
Section 2: Media Centre | Bill No. 10: Structural Steelwork | [5 empty] | Where materials are not covered by Anglo Specifications included in the Works Information they shall be supplied to SANS 1431 Gr 300WA and Rolled section shall be supplied to Gr 350WA | [7 empty] | 0 | 0
Section 2: Media Centre | Bill No. 10: Structural Steelwork | [5 empty] | Structural Steelwork | [7 empty] | 0 | 0
Section 2: Media Centre | Bill No. 10: Structural Steelwork |  |  |  | A |  | Roof covering an area of 171 meter squared with an overhang of 600mm to have light weight steel trusses and purlins, Bracing strap, screws for truss and screws for fixing purlins | m2 | 171 | 665 | 113715 | 171 | 171 | 665 | 113715 | 113715
Section 2: Media Centre | Bill No. 11: Metalwork | [5 empty] | SECTION NO. 2 | [7 empty] | 0 | 0
Section 2: Media Centre | Bill No. 11: Metalwork | [5 empty] | LEPHADIMISHA - MEDIA CENTRE | [7 empty] | 0 | 0
Section 2: Media Centre | Bill No. 11: Metalwork | [5 empty] | BILL NO. 11 | [7 empty] | 0 | 0
Section 2: Media Centre | Bill No. 11: Metalwork | [5 empty] | METALWORK | [7 empty] | 0 | 0
Section 2: Media Centre | Bill No. 11: Metalwork | [5 empty] | NOTES | [7 empty] | 0 | 0
Section 2: Media Centre | Bill No. 11: Metalwork | [5 empty] | For preambles see "Model Preambles for Trades 2017" | [7 empty] | 0 | 0
Section 2: Media Centre | Bill No. 11: Metalwork | [5 empty] | SUPPLEMENTARY PREAMBLES | [7 empty] | 0 | 0
Section 2: Media Centre | Bill No. 11: Metalwork | [5 empty] | Descriptions of bolts shall be deemed to include nuts and washers | [7 empty] | 0 | 0
Section 2: Media Centre | Bill No. 11: Metalwork | [5 empty] | Descriptions of expansion anchors and bolts and chemical anchors and bolts shall be deemed to include nuts, washers and mortices in brickwork or concrete | [7 empty] | 0 | 0
Section 2: Media Centre | Bill No. 11: Metalwork | [5 empty] | Metalwork described as "holed for bolt(s)" shall be deemed to exclude the bolts unless otherwise described | [7 empty] | 0 | 0
Section 2: Media Centre | Bill No. 11: Metalwork | [5 empty] | DOORS, WINDOWS, CURTAIN WALLING, SHOPFRONTS, ETC | [7 empty] | 0 | 0
Section 2: Media Centre | Bill No. 11: Metalwork | [5 empty] | PRESSED STEEL DOOR FRAMES (1,2mm rebated) | [7 empty] | 0 | 0
Section 2: Media Centre | Bill No. 11: Metalwork | [5 empty] | Supply and install complete rebated frames suitable for brick walls | [7 empty] | 0 | 0
Section 2: Media Centre | Bill No. 11: Metalwork |  |  |  | A |  | 1,2mm Rebated frames suitable For door 883 x 2 032mm high | No | 3 | 1550 | 4650 | 3 | 3 | 1550 | 4650 | 4650
Section 2: Media Centre | Bill No. 11: Metalwork | [5 empty] | STEEL WINDOWS, DOORS, ETC | [7 empty] | 0 | 0
Section 2: Media Centre | Bill No. 11: Metalwork | [5 empty] | GALVANISED STEEL WINDOWS, DOORS, ETC | [7 empty] | 0 | 0
Section 2: Media Centre | Bill No. 11: Metalwork |  |  |  | B |  | Standard School Window 900 x 1250 mm high sabs hollow core tube frame completes | No | 15 | 3000 | 45000 | 15 | 15 | 3000 | 45000 | 45000
Section 2: Media Centre | Bill No. 11: Metalwork |  |  |  | C |  | Standard School Window 900 x 550 mm sabs hollow core tube frame completes | No | 4 | 2000 | 8000 | 4 | 4 | 2000 | 8000 | 8000
Section 2: Media Centre | Bill No. 11: Metalwork | [5 empty] | BENCHES, SEATS, CHAIRS, ETC | [7 empty] | 0 | 0
Section 2: Media Centre | Bill No. 11: Metalwork |  |  |  | D |  | SS Airport four seater free standing chairs, each seat size 420 x 520 wide, finished with epoxy powder coated frame and brushed stainless steel perforated shells, aluminium epoxy powder coated legs including fixing bolts, etc as C21 | No | 0 | 12500 | 0 | 0 | 0 | 12500 | 0 | 0
Section 2: Media Centre | Bill No. 11: Metalwork | [5 empty] | SECURITY GATE | [7 empty] | 0 | 0
Section 2: Media Centre | Bill No. 11: Metalwork | [5 empty] | Supply and install complete security gate suitable for one brick walls | [7 empty] | 0 | 0
Section 2: Media Centre | Bill No. 11: Metalwork |  |  |  | E |  | Frame for door 864 x 2134mm high Xpanda security gate argent or similar approved (Gs01) | No | 1 | 7500 | 7500 | 1 | 1 | 7500 | 7500 | 7500
Section 2: Media Centre | Bill No. 12: Plastering | [5 empty] | SECTION NO. 2 | [7 empty] | 0 | 0
Section 2: Media Centre | Bill No. 12: Plastering | [5 empty] | LEPHADIMISHA - MEDIA CENTRE | [7 empty] | 0 | 0
Section 2: Media Centre | Bill No. 12: Plastering | [5 empty] | BILL NO. 12 | [7 empty] | 0 | 0
Section 2: Media Centre | Bill No. 12: Plastering | [5 empty] | PLASTERING | [7 empty] | 0 | 0
Section 2: Media Centre | Bill No. 12: Plastering | [5 empty] | NOTES | [7 empty] | 0 | 0
Section 2: Media Centre | Bill No. 12: Plastering | [5 empty] | For preambles see "Model Preambles for Trades 2017" | [7 empty] | 0 | 0
Section 2: Media Centre | Bill No. 12: Plastering | [5 empty] | SCREEDS | [7 empty] | 0 | 0
Section 2: Media Centre | Bill No. 12: Plastering | [5 empty] | 1:3 Cement plaster screeds steel floated | [7 empty] | 0 | 0
Section 2: Media Centre | Bill No. 12: Plastering |  |  |  | A |  | 40mm Thick on floors and landings | m2 | 171 | 135 | 23085 | 171 | 171 | 135 | 23085 | 23085
Section 2: Media Centre | Bill No. 12: Plastering | [5 empty] | INTERNAL PLASTER | [7 empty] | 0 | 0
Section 2: Media Centre | Bill No. 12: Plastering | [5 empty] | One coat 1:4 cement plaster rendering on brickwork with a smooth surface with a steel trowel. | [7 empty] | 0 | 0
Section 2: Media Centre | Bill No. 12: Plastering |  |  |  | B |  | On brick walls | m2 | 219 | 75 | 16425 | 219 | 219 | 75 | 16425 | 16425
Section 2: Media Centre | Bill No. 12: Plastering |  |  |  | C |  | On narrow widths | m2 | 32.85 | 75 | 2463.75 | 32.85 | 32.85 | 75 | 2463.75 | 2463.75
Section 2: Media Centre | Bill No. 12: Plastering | [5 empty] | GRANOLITHIC | [7 empty] | 0 | 0
Section 2: Media Centre | Bill No. 12: Plastering |  |  |  | D |  | 40mm Thick on floors and landings | m2 | 37 | 145 | 5365 | 37 | 37 | 145 | 5365 | 5365
Section 2: Media Centre | Bill No. 13: plumbing and Drainage | [5 empty] | SECTION NO. 2 | [7 empty] | 0 | 0
Section 2: Media Centre | Bill No. 13: plumbing and Drainage | [5 empty] | LEPHADIMISHA - MEDIA CENTRE | [7 empty] | 0 | 0
Section 2: Media Centre | Bill No. 13: plumbing and Drainage | [5 empty] | BILL NO. 13 | [7 empty] | 0 | 0
Section 2: Media Centre | Bill No. 13: plumbing and Drainage | [5 empty] | PLUMBING AND DRAINAGE | [7 empty] | 0 | 0
Section 2: Media Centre | Bill No. 13: plumbing and Drainage | [5 empty] | NOTES | [7 empty] | 0 | 0
Section 2: Media Centre | Bill No. 13: plumbing and Drainage | [5 empty] | For preambles see "Model Preambles for Trades 2017" | [7 empty] | 0 | 0
Section 2: Media Centre | Bill No. 13: plumbing and Drainage | [5 empty] | SUPPLEMENTARY PREAMBLES | [7 empty] | 0 | 0
Section 2: Media Centre | Bill No. 13: plumbing and Drainage | [5 empty] | Wire gratings | [7 empty] | 0 | 0
Section 2: Media Centre | Bill No. 13: plumbing and Drainage | [5 empty] | Descriptions of gutter outlets etc. shall be deemed to include wire balloon gratings | [7 empty] | 0 | 0
Section 2: Media Centre | Bill No. 13: plumbing and Drainage | [5 empty] | Stainless steel basins, sinks, wash troughs, urinals, etc. | [7 empty] | 0 | 0
Section 2: Media Centre | Bill No. 13: plumbing and Drainage | [5 empty] | Stainless steel for economy basins, domestic sinks and worktops shall be Type 430 (17/0) Stainless steel for urinals, basins, quality sinks, wash troughs, institutional equipment, etc. shall be Type 304 (18/8) Stainless steel for laboratory sinks, photographic equipment, etc. shall be Type 316 (18/8) Units shall have standard aprons on all exposed edges and tiling keys against walls where applicable | [7 empty] | 0 | 0
Section 2: Media Centre | Bill No. 13: plumbing and Drainage | [5 empty] | Sealing of edges | [7 empty] | 0 | 0
Section 2: Media Centre | Bill No. 13: plumbing and Drainage | [5 empty] | Outer edges of sinks, basins, baths, urinals, etc. are to be sealed against adjacent surfaces with approved silicone | [7 empty] | 0 | 0
Section 2: Media Centre | Bill No. 13: plumbing and Drainage | [5 empty] | U-PVC pipes and fittings | [7 empty] | 0 | 0
Section 2: Media Centre | Bill No. 13: plumbing and Drainage | [5 empty] | Sewer and drainage pipes and fittings shall be jointed and sealed with butyl rubber rings Soil, waste and vent pipes and fittings shall be solvent weld jointed or sealed with butyl rubber rings | [7 empty] | 0 | 0
Section 2: Media Centre | Bill No. 13: plumbing and Drainage | [5 empty] | U-PVC pressure pipes and fittings | [7 empty] | 0 | 0
Section 2: Media Centre | Bill No. 13: plumbing and Drainage | [5 empty] | Pipes of 50mm diameter and smaller shall be plain ended with solvent welded U-PVC loose sockets and fittings Pipes of 63mm diameter and greater shall have sockets and spigots with push-in type integral rubber ring joints. Bends shall be U-PVC and all other fittings shall be cast iron, all with similar push-in type joints | [7 empty] | 0 | 0
Section 2: Media Centre | Bill No. 13: plumbing and Drainage | [5 empty] | Polypropylene pipes | [7 empty] | 0 | 0
Section 2: Media Centre | Bill No. 13: plumbing and Drainage | [5 empty] | Polypropylene pipes 54mm diameter and smaller shall be seamless copper coloured Class 16 pipes jointed with heat welded thermoplastic or where so described compression fittings Pipes shall be firmly fixed to walls, etc. with coloured nylon snap-in pipe clips with provision for accommodating thermal movement and jointed and fixed strictly in accordance with the manufacturer's instructions | [7 empty] | 0 | 0
Section 2: Media Centre | Bill No. 13: plumbing and Drainage | [5 empty] | Reducing fittings | [7 empty] | 0 | 0
Section 2: Media Centre | Bill No. 13: plumbing and Drainage | [5 empty] | Where fittings have reducing ends or branches they are described as "reducing" and only the largest end or branch size is given. Should the contractor wish to use other fittings and bushes or reducers he may do so on the understanding that no claim in this regard will be entertained | [7 empty] | 0 | 0
Section 2: Media Centre | Bill No. 13: plumbing and Drainage | [5 empty] | Fixing of pipes | [7 empty] | 0 | 0
Section 2: Media Centre | Bill No. 13: plumbing and Drainage | [5 empty] | Unless specifically otherwise stated, descriptions of pipes shall be deemed to include fixing to walls, etc., casting in, building in or suspending not exceeding 1m below suspension level | [7 empty] | 0 | 0
Section 2: Media Centre | Bill No. 13: plumbing and Drainage | [5 empty] | Paper wrapping to pipes | [7 empty] | 0 | 0
Section 2: Media Centre | Bill No. 13: plumbing and Drainage | [5 empty] | Pipes chased into brickwork must be wrapped with two layers of stout brown paper tied with wire. Rates are to include for wrapping around joints and fittings | [7 empty] | 0 | 0
Section 2: Media Centre | Bill No. 13: plumbing and Drainage | [5 empty] | Disinfection of water pipework | [7 empty] | 0 | 0
Section 2: Media Centre | Bill No. 13: plumbing and Drainage | [5 empty] | Water pipework is to be disinfected at completion | [7 empty] | 0 | 0
Section 2: Media Centre | Bill No. 13: plumbing and Drainage | [5 empty] | Petrolatum anti-corrosion tape | [7 empty] | 0 | 0
Section 2: Media Centre | Bill No. 13: plumbing and Drainage | [5 empty] | Pipes to be taped shall be coated with the appropriate primer and the tape shall be applied in the appropriate widths and with ?% overlaps Couplings and fittings to pipes shall be taped in strict accordance with the manufacturer's instructions | [7 empty] | 0 | 0
Section 2: Media Centre | Bill No. 13: plumbing and Drainage | [5 empty] | Prices for wrapping of pipes shall include for all work as described to couplings in the length | [7 empty] | 0 | 0
Section 2: Media Centre | Bill No. 13: plumbing and Drainage | [5 empty] | Laying, backfilling, bedding, etc. of pipes | [7 empty] | 0 | 0
Section 2: Media Centre | Bill No. 13: plumbing and Drainage | [5 empty] | Pipes shall be laid and bedded in accordance with manufacturers' instructions and trenches shall be carefully backfilled | [7 empty] | 0 | 0
Section 2: Media Centre | Bill No. 13: plumbing and Drainage | [5 empty] | Where no manufacturers' instructions exist, pipes shall be laid in accordance with the relevant section of SANS 2001 | [7 empty] | 0 | 0
Section 2: Media Centre | Bill No. 13: plumbing and Drainage | [5 empty] | General | [7 empty] | 0 | 0
Section 2: Media Centre | Bill No. 13: plumbing and Drainage | [5 empty] | Descriptions of cast iron roof outlets shall be deemed to include joints to pipes and casting into concrete (adaptors for joints to PVC pipes, etc. are given separately) Descriptions of overflow pipes where measured in number, shall be deemed to include joints to cisterns and splay cut ends | [7 empty] | 0 | 0
Section 2: Media Centre | Bill No. 13: plumbing and Drainage | [5 empty] | Descriptions of pipes laid in and including trenches and of inspection chambers, catch pits, etc. shall be deemed to include excavation, bedding, backfilling, compaction to a minimum of 93% Mod AASHTO density and disposal of surplus material on site | [7 empty] | 0 | 0
Section 2: Media Centre | Bill No. 13: plumbing and Drainage | [5 empty] | Descriptions of service pipes and flexible connecting pipes shall be deemed to include connections to taps, cisterns, etc. and to steel pipes (adaptors for connections to copper pipes, etc. are given separately) | [7 empty] | 0 | 0
Section 2: Media Centre | Bill No. 13: plumbing and Drainage | [5 empty] | Descriptions of WC pans, slop hoppers, etc. shall be deemed to include for joints to soil pipes (pan connectors are separately measured) | [7 empty] | 0 | 0
Section 2: Media Centre | Bill No. 13: plumbing and Drainage | [5 empty] | As-built drawings | [7 empty] | 0 | 0
Section 2: Media Centre | Bill No. 13: plumbing and Drainage | [5 empty] | Where required, the contractor shall prepare an updated set of as-built drawings. At completion of the contract the contractor shall hand these drawings to the principal agent for reproducing onto the originals for handing over to the employer (provision for allowance of as-built drawings elsewhere) | [7 empty] | 0 | 0
Section 2: Media Centre | Bill No. 13: plumbing and Drainage | [5 empty] | RAINWATER DISPOSAL: | [7 empty] | 0 | 0
Section 2: Media Centre | Bill No. 13: plumbing and Drainage | [5 empty] | PVC Gutters and Downpipes: | [7 empty] | 0 | 0
Section 2: Media Centre | Bill No. 13: plumbing and Drainage |  |  |  | A |  | 100mm x 100mm 0.58mm(Thickness) Traffic green Chromadek rainwater gutter at standard length | m | 60 | 165 | 9900 | 60 | 60 | 165 | 9900 | 9900
Section 2: Media Centre | Bill No. 13: plumbing and Drainage |  |  |  | B |  | Extra over eaves gutter for stopped end. | No | 6 | 300 | 1800 | 6 | 6 | 300 | 1800 | 1800
Section 2: Media Centre | Bill No. 13: plumbing and Drainage |  |  |  | C |  | Extra over eaves gutter for outlet for 75mm PVC downpipe. | No | 6 | 300 | 1800 | 6 | 6 | 300 | 1800 | 1800
Section 2: Media Centre | Bill No. 13: plumbing and Drainage |  |  |  | D |  | 105mm x 70mm x 0.58mm (Thickness) Traffic green rectangular fluted Chromadek. rainwater downpipe at standard length | m | 21.6 | 165 | 3564 | 21.6 | 21.6 | 165 | 3564 | 3564
Section 2: Media Centre | Bill No. 13: plumbing and Drainage |  |  |  | E |  | Extra over rainwater downpipe for bends | No | 6 | 350 | 2100 | 6 | 6 | 350 | 2100 | 2100
Section 2: Media Centre | Bill No. 14: Glazing | [5 empty] | SECTION NO. 2 | [7 empty] | 0 | 0
Section 2: Media Centre | Bill No. 14: Glazing | [5 empty] | LEPHADIMISHA - MEDIA CENTRE | [7 empty] | 0 | 0
Section 2: Media Centre | Bill No. 14: Glazing | [5 empty] | BILL NO. 14 | [7 empty] | 0 | 0
Section 2: Media Centre | Bill No. 14: Glazing | [5 empty] | GLAZING | [7 empty] | 0 | 0
Section 2: Media Centre | Bill No. 14: Glazing | [5 empty] | NOTES | [7 empty] | 0 | 0
Section 2: Media Centre | Bill No. 14: Glazing | [5 empty] | For preambles see "Model Preambles for Trades 2017" | [7 empty] | 0 | 0
Section 2: Media Centre | Bill No. 14: Glazing | [5 empty] | GLAZING TO STEEL WITH PUTTY | [7 empty] | 0 | 0
Section 2: Media Centre | Bill No. 14: Glazing | [5 empty] | 4mm Clear float glass | [7 empty] | 0 | 0
Section 2: Media Centre | Bill No. 14: Glazing |  |  |  | A |  | Panes exceeding 0,5m2 and not exceeding 2m2 | m2 | 13 | 450 | 5850 | 13 | 13 | 450 | 5850 | 5850
Section 2: Media Centre | Bill No. 15: Paintwork | [5 empty] | SECTION NO. 2 | [7 empty] | 0 | 0
Section 2: Media Centre | Bill No. 15: Paintwork | [5 empty] | LEPHADIMISHA - MEDIA CENTRE | [7 empty] | 0 | 0
Section 2: Media Centre | Bill No. 15: Paintwork | [5 empty] | BILL NO. 15 | [7 empty] | 0 | 0
Section 2: Media Centre | Bill No. 15: Paintwork | [5 empty] | PAINTWORK | [7 empty] | 0 | 0
Section 2: Media Centre | Bill No. 15: Paintwork | [5 empty] | NOTES | [7 empty] | 0 | 0
Section 2: Media Centre | Bill No. 15: Paintwork | [5 empty] | For preambles see "Model Preambles for Trades 2017" | [7 empty] | 0 | 0
Section 2: Media Centre | Bill No. 15: Paintwork | [5 empty] | SUPPLEMENTARY PREAMBLES | [7 empty] | 0 | 0
Section 2: Media Centre | Bill No. 15: Paintwork | [5 empty] | Adjoining paint surfaces: The contractor is to take into consideration that the paintwork to the external facade will be applied to different textures as well as differ in paint specification and colour adjoining each other. No claims whatsoever for cost or time extension will be entertained for the above-mentioned. Quality monitoring of paint surfaces: The contractor needs to allow for quality checks of all primer coats by an approved authority (for example Qualitec) prior commencement of final coats. No claims whatsoever for cost or time extension will be entertained for the above-mentioned | [7 empty] | 0 | 0
Section 2: Media Centre | Bill No. 15: Paintwork | [5 empty] | PREPARATORY WORK TO EXISTING WORK | [7 empty] | 0 | 0
Section 2: Media Centre | Bill No. 15: Paintwork | [5 empty] | Previously painted plastered surfaces | [7 empty] | 0 | 0
Section 2: Media Centre | Bill No. 15: Paintwork | [5 empty] | Surfaces shall be thoroughly washed down and allowed to dry completely before any paint is applied. Blistered or peeling paint shall be completely removed and cracks shall be opened, filled with a suitable filler and finished smooth | [7 empty] | 0 | 0
Section 2: Media Centre | Bill No. 15: Paintwork | [5 empty] | Previously painted metal surfaces | [7 empty] | 0 | 0
Section 2: Media Centre | Bill No. 15: Paintwork | [5 empty] | Surfaces shall be thoroughly rubbed and cleaned down. Blistered or peeling paint shall be completely removed down to bare metal | [7 empty] | 0 | 0
Section 2: Media Centre | Bill No. 15: Paintwork | [5 empty] | Roof Surfaces shall be thoroughly sanded, pressure washed, rust treated and re-sealed before being painted. | [7 empty] | 0 | 0
Section 2: Media Centre | Bill No. 15: Paintwork | [5 empty] | Previously painted wood surfaces | [7 empty] | 0 | 0
Section 2: Media Centre | Bill No. 15: Paintwork | [5 empty] | Surfaces shall be thoroughly cleaned down. Blistered or peeling paint shall be completely removed and cracks and crevices shall be primed, filled with suitable filler and finished smooth | [7 empty] | 0 | 0
Section 2: Media Centre | Bill No. 15: Paintwork | [5 empty] | PAINTWORK, ETC TO NEW WORK ON: | [7 empty] | 0 | 0
Section 2: Media Centre | Bill No. 15: Paintwork | [5 empty] | FLOATED PLASTER SURFACES WITH | [7 empty] | 0 | 0
Section 2: Media Centre | Bill No. 15: Paintwork | [5 empty] | Apply one coat primer, one coat undercoat and two coats acrylic PVA. | [7 empty] | 0 | 0
Section 2: Media Centre | Bill No. 15: Paintwork |  |  |  | A |  | On internal plaster | m2 | 219 | 85 | 18615 | 219 | 219 | 85 | 18615 | 18615
Section 2: Media Centre | Bill No. 15: Paintwork |  |  |  | B |  | Narrow widths | m2 | 33 | 85 | 2805 | 33 | 33 | 85 | 2805 | 2805
Section 2: Media Centre | Bill No. 15: Paintwork | [5 empty] | ON FIBRE-CEMENT BOARD SURFACES | [7 empty] | 0 | 0
Section 2: Media Centre | Bill No. 15: Paintwork | [5 empty] | Apply one coat plascon 'merit plaster primer', and two coats plascon 'vip plastic PVA'. | [7 empty] | 0 | 0
Section 2: Media Centre | Bill No. 15: Paintwork |  |  |  | C |  | Ceiling boards | m2 | 121 | 85 | 10285 | 121 | 121 | 85 | 10285 | 10285
Section 2: Media Centre | Bill No. 15: Paintwork |  |  |  | D |  | Cornices | m2 | 21.6 | 85 | 1836 | 21.6 | 21.6 | 85 | 1836 | 1836
Section 2: Media Centre | Bill No. 15: Paintwork |  |  |  | E |  | Fascias and barge boards | m | 72 | 95 | 6840 | 72 | 72 | 95 | 6840 | 6840
Section 2: Media Centre | Bill No. 15: Paintwork | [5 empty] | ON METAL SURFACES | [7 empty] | 0 | 0
Section 2: Media Centre | Bill No. 15: Paintwork | [5 empty] | One coat alkyd based universal undercoat and one coat superior quality universal enamel paint | [7 empty] | 0 | 0
Section 2: Media Centre | Bill No. 15: Paintwork |  |  |  | F |  | Doors frames | m2 | 6 | 95 | 570 | 6 | 6 | 95 | 570 | 570
Section 2: Media Centre | Bill No. 15: Paintwork |  |  |  | G |  | Window frame | m2 | 13 | 95 | 1235 | 13 | 13 | 95 | 1235 | 1235
Section 2: Media Centre | Bill No. 15: Paintwork | [5 empty] | ON WOOD SURFACES WITH | [7 empty] | 0 | 0
Section 2: Media Centre | Bill No. 15: Paintwork | [5 empty] | One coat oil wood primer, one coat universal undercoat and two coats super universal enamel paint on | [7 empty] | 0 | 0
Section 2: Media Centre | Bill No. 15: Paintwork |  |  |  | H |  | Doors | m2 | 13 | 85 | 1105 | 13 | 13 | 85 | 1105 | 1105
Section 2: Media Centre | Bill No. 15: Paintwork |  |  |  | J |  | Skirtings, rails, etc not exceeding 300mm girth | m | 73 | 95 | 6935 | 73 | 73 | 95 | 6935 | 6935
Section 2: Media Centre | Bill No. 16: Electrical Installations | [5 empty] | SECTION NO. 2 | [7 empty] | 0 | 0
Section 2: Media Centre | Bill No. 16: Electrical Installations | [5 empty] | LEPHADIMISHA - MEDIA CENTRE | [7 empty] | 0 | 0
Section 2: Media Centre | Bill No. 16: Electrical Installations | [5 empty] | BILL NO. 16 | [7 empty] | 0 | 0
Section 2: Media Centre | Bill No. 16: Electrical Installations | [5 empty] | ELECTRICAL INSTALLATIONS | [7 empty] | 0 | 0
Section 2: Media Centre | Bill No. 16: Electrical Installations | [5 empty] | NOTES | [7 empty] | 0 | 0
Section 2: Media Centre | Bill No. 16: Electrical Installations | [5 empty] | For preambles see "Model Preambles for Trades 2017" | [7 empty] | 0 | 0
Section 2: Media Centre | Bill No. 16: Electrical Installations | [5 empty] | DISTRIBUTION BOARD | [7 empty] | 0 | 0
Section 2: Media Centre | Bill No. 16: Electrical Installations | [5 empty] | COMPLETE SUPPLY & INSTALLATION OF ALL MATERIAL LISTED HEREUNDER: | [7 empty] | 0 | 0
Section 2: Media Centre | Bill No. 16: Electrical Installations | [5 empty] | NOTE: TENDERERS ARE ADVISED TO STUDY THEPROJECT SPECIFICATION, QUALITY OF MATERIAL AND INSTALLATION SPECIFICATION THAT IS APPLICABLE TO THE EQUIPMENT AND MATERIALS IN THIS BILL | [7 empty] | 0 | 0
Section 2: Media Centre | Bill No. 16: Electrical Installations | [5 empty] | Distribution Board DB-MC : Media Centre | [7 empty] | 0 | 0
Section 2: Media Centre | Bill No. 16: Electrical Installations |  |  |  | A |  | Supply and install flush mounted distribution board complete with doors, frames, sub-frames, chassis, fixtures, fittings, terminations, busbars and wiring with spare space as per specification as well as security detail. Material and labour excluding the items listed hereunder Equipment provided in Distribution Board | No. | 1 | 4000 | 4000 | 1 | 1 | 4000 | 4000 | 4000
Section 2: Media Centre | Bill No. 16: Electrical Installations | [5 empty] | Moulded Case Circuit Breakers | [7 empty] | 0 | 0
Section 2: Media Centre | Bill No. 16: Electrical Installations |  |  |  | B |  | 10 Ampere S.P. 3 kA | No. | 3 | 300 | 900 | 3 | 3 | 300 | 900 | 900
Section 2: Media Centre | Bill No. 16: Electrical Installations |  |  |  | C |  | 20 Ampere S.P. 3 kA | No. | 6 | 400 | 2400 | 6 | 6 | 400 | 2400 | 2400
Section 2: Media Centre | Bill No. 16: Electrical Installations |  |  |  | D |  | 30 Ampere S.P. 3kA | No. |  |  | 0 |  |  |  | 0 | 0
Section 2: Media Centre | Bill No. 16: Electrical Installations |  |  |  | E |  | 63 Ampere D.P. 3kA Main switch | No. | 1 | 4500 | 4500 | 1 | 1 | 4500 | 4500 | 4500
Section 2: Media Centre | Bill No. 16: Electrical Installations | [5 empty] | Earth Leakage Units | [7 empty] | 0 | 0
Section 2: Media Centre | Bill No. 16: Electrical Installations |  |  |  | F |  | 63 Ampere DP. 3 kA 30 mA | No. | 2 | 1500 | 3000 | 2 | 2 | 1500 | 3000 | 3000
Section 2: Media Centre | Bill No. 16: Electrical Installations | [5 empty] | Surge Arrestors | [7 empty] | 0 | 0
Section 2: Media Centre | Bill No. 16: Electrical Installations |  |  |  | G |  | Domestic S.P. +N 10 kA | No. | 1 | 3000 | 3000 | 1 | 1 | 3000 | 3000 | 3000
Section 2: Media Centre | Bill No. 16: Electrical Installations | [5 empty] | Labels | [7 empty] | 0 | 0
Section 2: Media Centre | Bill No. 16: Electrical Installations |  |  |  | H |  | Danger sign and labels as specified | Item | 14 | 120 | 1680 | 14 | 14 | 120 | 1680 | 1680
Section 2: Media Centre | Bill No. 16: Electrical Installations | [5 empty] | Low Voltage Cables | [7 empty] | 0 | 0
Section 2: Media Centre | Bill No. 16: Electrical Installations | [5 empty] | 600/1000V grade PVC/PVC/SWA/PVC stranded copper conductor cable (terminations and earth conductors elsewhere measured) Cable laid in trenching (excavations elsewhere measured) | [7 empty] | 0 | 0
Section 2: Media Centre | Bill No. 16: Electrical Installations |  |  |  | J |  | 16mm² x 2-core | m | 40 | 145 | 5800 | 40 | 40 | 145 | 5800 | 5800
Section 2: Media Centre | Bill No. 16: Electrical Installations | [5 empty] | Cable Terminations connections and commissioning complete including glands, shrouds, lugs, | [7 empty] | 0 | 0
Section 2: Media Centre | Bill No. 16: Electrical Installations |  |  |  | K |  | 16mm² x 2-core | No. | 2 | 300 | 600 | 2 | 2 | 300 | 600 | 600
Section 2: Media Centre | Bill No. 16: Electrical Installations | [5 empty] | Stranded Copper Earth Wire strapped to Cables including Terminations complete with drilling, bolting, lugs, connections and commissioning | [7 empty] | 0 | 0
Section 2: Media Centre | Bill No. 16: Electrical Installations |  |  |  | L |  | 10mm² (insulated copper earth wire) | m | 40 | 20 | 800 | 40 | 40 | 20 | 800 | 800
Section 2: Media Centre | Bill No. 16: Electrical Installations | [5 empty] | EXCAVATIONS | [7 empty] | 0 | 0
Section 2: Media Centre | Bill No. 16: Electrical Installations | [5 empty] | All excavations, backlocal labour temporary support of sides, keeping excavations dry, filling and compaction must be done manually using backfilling and compacting to the Engineer's specification. | [7 empty] | 0 | 0
Section 2: Media Centre | Bill No. 16: Electrical Installations |  |  |  | M |  | Pickable Soil (0.3 widex0.6 deep) | m³ | 7.2 | 165 | 1188 | 7.2 | 7.2 | 165 | 1188 | 1188
Section 2: Media Centre | Bill No. 16: Electrical Installations |  |  |  | N |  | For Soft Rock | m³ | [6 empty] | 0 | 0
Section 2: Media Centre | Bill No. 16: Electrical Installations |  |  |  | P |  | For Hard Rock | m³ | [6 empty] | 0 | 0
Section 2: Media Centre | Bill No. 16: Electrical Installations |  |  |  | Q |  | Bedding under and filling around cables comprising sifted sand | m³ | [6 empty] | 0 | 0
Section 2: Media Centre | Bill No. 16: Electrical Installations | [5 empty] | CABLE MARKERS | [7 empty] | 0 | 0
Section 2: Media Centre | Bill No. 16: Electrical Installations |  |  |  | R |  | PVC warning marking tape roll of 500m | m | 40 | 3.75 | 150 | 40 | 40 | 3.75 | 150 | 150
Section 2: Media Centre | Bill No. 16: Electrical Installations |  |  |  | S |  | Concrete route markers | No. |  |  | 0 |  |  |  | 0 | 0
Section 2: Media Centre | Bill No. 16: Electrical Installations | [5 empty] | SLEEVES | [7 empty] | 0 | 0
Section 2: Media Centre | Bill No. 16: Electrical Installations |  |  |  | T |  | 110mm dia | m |  |  | 0 |  |  |  | 0 | 0
Section 2: Media Centre | Bill No. 16: Electrical Installations |  |  |  | U |  | 50mm dia | m | 10 | 60 | 600 | 10 | 10 | 60 | 600 | 600
Section 2: Media Centre | Bill No. 16: Electrical Installations |  |  |  | V |  | 32mm dia | m | 10 | 30 | 300 | 10 | 10 | 30 | 300 | 300
Section 2: Media Centre | Bill No. 16: Electrical Installations | [5 empty] | DRAW WIRE | [7 empty] | 0 | 0
Section 2: Media Centre | Bill No. 16: Electrical Installations |  |  |  | W |  | Galvanised 1,6mm dia. draw wire | m | 20 | 4.2 | 84 | 20 | 20 | 4.2 | 84 | 84
Section 2: Media Centre | Bill No. 16: Electrical Installations | [5 empty] | INTERNAL ELECTRICAL INSTALLATION SMALL POWER & LIGHTING | [7 empty] | 0 | 0
Section 2: Media Centre | Bill No. 16: Electrical Installations | [5 empty] | Tenderers are advised to study the specification before pricing the bill. | [7 empty] | 0 | 0
Section 2: Media Centre | Bill No. 16: Electrical Installations | [5 empty] | (Complete installation : Internal Electrical Installation) | [7 empty] | 0 | 0
Section 2: Media Centre | Bill No. 16: Electrical Installations | [5 empty] | SMALL POWER AND LIGHTING | [7 empty] | 0 | 0
Section 2: Media Centre | Bill No. 16: Electrical Installations | [5 empty] | Conduit and accessories as specified. Conduit placed in position for casting into concrete or screed, for building or chased into concrete or brickwork and for surface mounted in ceiling void including bending, threading, jointing, short lengths, draw boxes, couplings, bends, tees and saddles. | [7 empty] | 0 | 0
Section 2: Media Centre | Bill No. 16: Electrical Installations |  |  |  | X |  | 20mm | m | 170 | 20 | 3400 | 170 | 170 | 20 | 3400 | 3400
Section 2: Media Centre | Bill No. 16: Electrical Installations |  |  |  | Y |  | 25mm | m | 400 | 22 | 8800 | 400 | 400 | 22 | 8800 | 8800
Section 2: Media Centre | Bill No. 16: Electrical Installations | [5 empty] | Round conduit box as specified placed in position for casting into concrete, building or chased into brickwork or surface mounted including locknuts and bushes | [7 empty] | 0 | 0
Section 2: Media Centre | Bill No. 16: Electrical Installations |  |  |  | Z |  | 60mm deep | No. | 4 | 24 | 96 | 4 | 4 | 24 | 96 | 96
Section 2: Media Centre | Bill No. 16: Electrical Installations | [5 empty] | Wall boxes as specified placed in position for casting into concrete, building or chased into brickwork including locknuts and bushes | [7 empty] | 0 | 0
Section 2: Media Centre | Bill No. 16: Electrical Installations | [5 empty] | Where cavity walls or face brick walls are encountered tenderers must allow to install deep back to back (one end closed) wall boxes | [7 empty] | 0 | 0
Section 2: Media Centre | Bill No. 16: Electrical Installations |  |  |  | AA |  | 100 x 50mm | No. | 3 | 20 | 60 | 3 | 3 | 20 | 60 | 60
Section 2: Media Centre | Bill No. 16: Electrical Installations |  |  |  | AB |  | 100 x 100mm | No. | 20 | 21 | 420 | 20 | 20 | 21 | 420 | 420
Section 2: Media Centre | Bill No. 16: Electrical Installations | [5 empty] | Blank Boxes & Covers | [7 empty] | 0 | 0
Section 2: Media Centre | Bill No. 16: Electrical Installations |  |  |  | AC |  | 100x100mm | No. | 1 | 27 | 27 | 1 | 1 | 27 | 27 | 27
Section 2: Media Centre | Bill No. 16: Electrical Installations | [5 empty] | Conductors | [7 empty] | 0 | 0
Section 2: Media Centre | Bill No. 16: Electrical Installations | [5 empty] | 600/1000V grade PVC insulated stranded copper conductors drawn | [7 empty] | 0 | 0
Section 2: Media Centre | Bill No. 16: Electrical Installations | [5 empty] | into conduit | [7 empty] | 0 | 0
Section 2: Media Centre | Bill No. 16: Electrical Installations |  |  |  | AD |  | 2,5mm² | m | 255 | 10 | 2550 | 255 | 255 | 10 | 2550 | 2550
Section 2: Media Centre | Bill No. 16: Electrical Installations |  |  |  | AE |  | 4,0mm² | m | 600 | 12 | 7200 | 600 | 600 | 12 | 7200 | 7200
Section 2: Media Centre | Bill No. 16: Electrical Installations |  |  |  | AF |  | 6,0mm² | m | 200 | 21.5 | 4300 | 200 | 200 | 21.5 | 4300 | 4300
Section 2: Media Centre | Bill No. 16: Electrical Installations | [5 empty] | Bare stranded copper earth conductors drawn into conduits | [7 empty] | #VALUE! | #VALUE!
Section 2: Media Centre | Bill No. 16: Electrical Installations |  |  |  | AG |  | 2,5mm² | m | 1055 | 10 | 10550 | 1055 | 1055 | 10 | 10550 | 10550
Section 2: Media Centre | Bill No. 16: Electrical Installations | [5 empty] | Appliances | [7 empty] | 0 | 0
Section 2: Media Centre | Bill No. 16: Electrical Installations | [5 empty] | Complete with cover plate fixed in flush boxes (boxes elsewhere measured) | [7 empty] | 0 | 0
Section 2: Media Centre | Bill No. 16: Electrical Installations | [5 empty] | Socket Outlets | [7 empty] | 0 | 0
Section 2: Media Centre | Bill No. 16: Electrical Installations | [5 empty] | Double 16 Ampere round 3-pin 250V grade | [7 empty] | 0 | 0
Section 2: Media Centre | Bill No. 16: Electrical Installations |  |  |  | AH |  | Switched socket outlet | No. | 4 | 200 | 800 | 4 | 4 | 200 | 800 | 800
Section 2: Media Centre | Bill No. 16: Electrical Installations |  |  |  | AJ |  | Telephone point complete with boxes and covers on 100 x 100 box | No. | 0 |  |  | 0 | 0 |  | 0 | 0
Section 2: Media Centre | Bill No. 16: Electrical Installations |  |  |  | AK |  | Data point complete with boxes and covers on 100 x 100 box | No. | 0 |  |  | 0 | 0 |  | 0 | 0
Section 2: Media Centre | Bill No. 16: Electrical Installations |  |  |  | AL |  | Underfloor duct plug station (4) | No. | [6 empty] | 0 | 0
Section 2: Media Centre | Bill No. 16: Electrical Installations |  |  |  | AM |  | 20A Isolators | No. |  |  | 0 |  |  |  | 0 | 0
Section 2: Media Centre | Bill No. 16: Electrical Installations |  |  |  | AN |  | 32A Isolators | No. | 3 | 352 | 1056 | 3 | 3 | 352 | 1056 | 1056
Section 2: Media Centre | Bill No. 16: Electrical Installations |  |  |  | AP |  | 60A Isolators | No. | 1 | 395 | 395 | 1 | 1 | 395 | 395 | 395
Section 2: Media Centre | Bill No. 16: Electrical Installations | [5 empty] | Light Switches | [7 empty] | 0 | 0
Section 2: Media Centre | Bill No. 16: Electrical Installations |  |  |  | AQ |  | 16 Ampere 250V grade single lever one way | No. | 19 | 165 | 3135 | 19 | 19 | 165 | 3135 | 3135
Section 2: Media Centre | Bill No. 16: Electrical Installations |  |  |  | AR |  | 16 Ampere 250V grade single lever two way | No. | 0 |  | 0 | 0 | 0 |  | 0 | 0
Section 2: Media Centre | Bill No. 16: Electrical Installations |  |  |  | AS |  | 16 Ampere 250V grade double lever one way | No. |  |  | 0 |  |  |  | 0 | 0
Section 2: Media Centre | Bill No. 16: Electrical Installations |  |  |  | AT |  | 17 Ampere 250V grade four lever one way | No. |  |  | 0 |  |  |  | 0 | 0
Section 2: Media Centre | Bill No. 16: Electrical Installations |  |  |  | AU |  | Galvanised draw wire (1.6mm) | m | 351.6667 | 4.2 | 1477 | 351.6667 | 351.6667 | 4.2 | 1477 | 1477
Section 2: Media Centre | Bill No. 16: Electrical Installations | [5 empty] | APPLIANCES | [7 empty] | 0 | 0
Section 2: Media Centre | Bill No. 16: Electrical Installations | [5 empty] | Surface mounted appliance complete | [7 empty] | 0 | 0
Section 2: Media Centre | Bill No. 16: Electrical Installations |  |  |  | AV |  | 16 Ampere photo cell in an empty luminaire | No. | 1 | 400 | 400 | 1 | 1 | 400 | 400 | 400
Section 2: Media Centre | Bill No. 16: Electrical Installations | [5 empty] | LUMINAIRES | [7 empty] | 0 | 0
Section 2: Media Centre | Bill No. 16: Electrical Installations | [5 empty] | Installed and mounted to round boxes in brickwork or ceiling including | [7 empty] | 0 | 0
Section 2: Media Centre | Bill No. 16: Electrical Installations | [5 empty] | all fixings, brackets, supports, connectors, connections and lamps. | [7 empty] | 0 | 0
Section 2: Media Centre | Bill No. 16: Electrical Installations | [5 empty] | Type A | [7 empty] | 0 | 0
Section 2: Media Centre | Bill No. 16: Electrical Installations |  |  |  | AW |  | 1200mm long 2 x 18W LED lamp Open channel switch start luminaire as per quality specification. | No. | 11 | 1050 | 11550 | 11 | 11 | 1050 | 11550 | 11550
Section 2: Media Centre | Bill No. 16: Electrical Installations | [5 empty] | Type C1 | [7 empty] | 0 | 0
Section 2: Media Centre | Bill No. 16: Electrical Installations |  |  |  | AX |  | 1 x 9W LED lamp bulkhead fitting with high pressure die cast aluminium base and an opal non discoloring acrylic diffuser. IP 65 rated. White | No. | 0 |  | 0 | 0 | 0 |  | 0 | 0
Section 2: Media Centre | Bill No. 16: Electrical Installations | [5 empty] | Type C2 | [7 empty] | 0 | 0
Section 2: Media Centre | Bill No. 16: Electrical Installations |  |  |  | AY |  | 1 x 28W LED lamp decorative bulkhead fitting with aluminium base and an opal non discoloring acrylic diffuser. IP 65 rated, Black | No. | 8 | 1980 | 15840 | 8 | 8 | 1980 | 15840 | 15840
Section 2: Media Centre | Bill No. 16: Electrical Installations | [5 empty] | EARTHING INSTALLATION | [7 empty] | 0 | 0
Section 2: Media Centre | Bill No. 16: Electrical Installations | [5 empty] | Conduit : Prices include cutting, bending, threading, reaming bending, setting, joints, draw boxes, expansion joint boxes and installation materials. | [7 empty] | 0 | 0
Section 2: Media Centre | Bill No. 16: Electrical Installations | [5 empty] | Prices for concealed conduit shall be averaged for installation in any of the following situations: | [7 empty] | 0 | 0
Section 2: Media Centre | Bill No. 16: Electrical Installations | [5 empty] | a) cast in concrete | [7 empty] | 0 | 0
Section 2: Media Centre | Bill No. 16: Electrical Installations | [5 empty] | b) built in brickwork | [7 empty] | 0 | 0
Section 2: Media Centre | Bill No. 16: Electrical Installations | [5 empty] | c) chased in brickwork | [7 empty] | 0 | 0
Section 2: Media Centre | Bill No. 16: Electrical Installations |  |  |  | AZ |  | Trenches | m | 2 | 110 | 220 | 2 | 2 | 110 | 220 | 220
Section 2: Media Centre | Bill No. 16: Electrical Installations |  |  |  | AAA |  | Imported material for trenches 0,5 m deep for 70 mm² bare stranded copper earth conductor : | m | 6 | 68 | 408 | 6 | 6 | 68 | 408 | 408
Section 2: Media Centre | Bill No. 16: Electrical Installations |  |  |  | AAB |  | a) Soft sifted soil | m3 | 2 | 30 | 60 | 2 | 2 | 30 | 60 | 60
Section 2: Media Centre | Bill No. 16: Electrical Installations | [5 empty] | Conductors | [7 empty] | 0 | 0
Section 2: Media Centre | Bill No. 16: Electrical Installations |  |  |  | AAC |  | 70mm² bare stranded copper ( From earth bar to Roof structure) | m | 10 | 218 | 2180 | 10 | 10 | 218 | 2180 | 2180
Section 2: Media Centre | Bill No. 16: Electrical Installations |  |  |  | AAD |  | 16mm² PVC insulated | m | 10 | 65 | 650 | 10 | 10 | 65 | 650 | 650
Section 2: Media Centre | Bill No. 16: Electrical Installations |  |  |  | AAE |  | 16mm² hard drawn aluminium | m | 10 | 55 | 550 | 10 | 10 | 55 | 550 | 550
Section 2: Media Centre | Bill No. 16: Electrical Installations |  |  |  | AAF |  | Supply and install Test terminals block with sliding lock in 100mmx100mm PVC box with cover, at bottom of each down conductor (450mm AFFL) complete with roll bolts. | no | 1 | 186 | 186 | 1 | 1 | 186 | 186 | 186
Section 2: Media Centre | Bill No. 16: Electrical Installations |  |  |  | AAG |  | 1,8 m Earth Rods | m | 1 | 780 | 780 | 1 | 1 | 780 | 780 | 780
Section 2: Media Centre | Bill No. 16: Electrical Installations |  |  |  | AAH |  | Cadwelds/Bolted connections | no | 2 | 150 | 300 | 2 | 2 | 150 | 300 | 300
Section 2: Media Centre | Bill No. 16: Electrical Installations |  |  |  | AAJ |  | 16mm² to roof structures (Connection to roof sheet, with lugs) | m | 2 | 55 | 110 | 2 | 2 | 55 | 110 | 110
Section 2: Media Centre | Bill No. 16: Electrical Installations |  |  |  | AAK |  | 70mm² to steel reinforcing | m | 10 | 238 | 2380 | 10 | 10 | 238 | 2380 | 2380
Section 2: Media Centre | Bill No. 16: Electrical Installations |  |  |  | AAL |  | 70mm² to earth rods | m | 10 | 238 | 2380 | 10 | 10 | 238 | 2380 | 2380
Section 2: Media Centre | Bill No. 16: Electrical Installations | [5 empty] | Drilling | [7 empty] | 0 | 0
Section 2: Media Centre | Bill No. 16: Electrical Installations |  |  |  | AAM |  | Drilling of 1,8m deep holes in solid rock | no | 1 | 1000 | 1000 | 1 | 1 | 1000 | 1000 | 1000
Section 2: Media Centre | Bill No. 16: Electrical Installations | [5 empty] | Accessories | [7 empty] | 0 | 0
Section 2: Media Centre | Bill No. 16: Electrical Installations |  |  |  | AAN |  | 25mm x 5mm copper plated flat bar DB | no | 1 | 145 | 145 | 1 | 1 | 145 | 145 | 145
Section 2: Media Centre | Bill No. 16: Electrical Installations |  |  |  | AAP |  | Bonding strips for water pipe installations | no | 1 | 1800 | 1800 | 1 | 1 | 1800 | 1800 | 1800
Section 2: Media Centre | Bill No. 16: Electrical Installations |  |  |  | AAQ |  | Testing to ensure that earthing are according to SABS specification, do all nessasary corrections to the existing installation in order to issue a new earthing and lightning certificate | no | 1 | 3500 | 3500 | 1 | 1 | 3500 | 3500 | 3500
Section 2: Media Centre | Bill No. 16: Electrical Installations | [5 empty] | TESTING AND COMMISSIONING | [7 empty] | 0 | 0
Section 2: Media Centre | Bill No. 16: Electrical Installations |  |  |  | AAR |  | Testing and commission of the complete electrical installation including | [7 empty] | 0 | 0
Section 2: Media Centre | Bill No. 16: Electrical Installations | [5 empty] | DB CoC | Item | 1 | 5000 | 5000 | 1 | 1 | 5000 | 5000 | 5000
Section 2: Media Centre | Bill No. 17: Provisional Sums | [5 empty] | SECTION NO. 2 | [7 empty] | 0 | 0
Section 2: Media Centre | Bill No. 17: Provisional Sums | [5 empty] | LEPHADIMISHA - MEDIA CENTRE | [7 empty] | 0 | 0
Section 2: Media Centre | Bill No. 17: Provisional Sums | [5 empty] | BILL NO. 17 | [7 empty] | 0 | 0
Section 2: Media Centre | Bill No. 17: Provisional Sums | [5 empty] | PROVISIONAL SUM | [7 empty] | 0 | 0
Section 2: Media Centre | Bill No. 17: Provisional Sums | [5 empty] | NOTES | [7 empty] | 0 | 0
Section 2: Media Centre | Bill No. 17: Provisional Sums | [5 empty] | For preambles see "Model Preambles for Trades 2017" | [7 empty] | 0 | 0
Section 2: Media Centre | Bill No. 17: Provisional Sums | [5 empty] | FIRE EQUIPMENT | [7 empty] | 0 | 0
Section 2: Media Centre | Bill No. 17: Provisional Sums |  |  |  | A |  | Allow a provisional sum of R10 000 (Ten Thousand Rand) for the supply and installation of fire equipment. | Item | 1 | 10000 | 10000 | 1 | 1 | 10000 | 10000 | 10000
Section 2: Media Centre | Bill No. 17: Provisional Sums |  |  |  | B |  | Allow for attendance | % | 5% | 10000 | 500 | 5% | 5% | 10000 | 500 | 500
Section 2: Media Centre | Bill No. 17: Provisional Sums |  |  |  | C |  | Allow for profit | % | 10% | 10000 | 1000 | 10% | 10% | 10000 | 1000 | 1000
Section 2: Media Centre | Bill No. 17: Provisional Sums | [5 empty] | SIGNAGE | [7 empty] | 0 | 0
Section 2: Media Centre | Bill No. 17: Provisional Sums |  |  |  | D |  | Allow a sum of R 5 000 (Five Thousand Rands) for door letters and name plates including rectangular sign boards | Item | 1 | 5000 | 5000 | 1 | 1 | 5000 | 5000 | 5000
Section 2: Media Centre | Bill No. 17: Provisional Sums |  |  |  | E |  | Allow for attendance | % | 5% | 5000 | 250 | 5% | 5% | 5000 | 250 | 250
Section 2: Media Centre | Bill No. 17: Provisional Sums |  |  |  | F |  | Allow for profit | % | 10% | 5000 | 500 | 10% | 10% | 5000 | 500 | 500
Section 2: Media Centre | Bill No. 17: Provisional Sums | [5 empty] | LOOSE FURNITURE | [7 empty] | 0 | 0
Section 2: Media Centre | Bill No. 17: Provisional Sums |  |  |  | G |  | Allow a sum of R 20 000 (Twenty Thousand Rands) for supply and delivery of loose furniture | Item | 1 | 20000 | 20000 | 1 | 1 | 20000 | 20000 | 20000
Section 2: Media Centre | Bill No. 17: Provisional Sums |  |  |  | H |  | Allow for attendance | % | 5% | 20000 | 1000 | 5% | 5% | 20000 | 1000 | 1000
Section 2: Media Centre | Bill No. 17: Provisional Sums |  |  |  | J |  | Allow for profit | % | 10% | 20000 | 2000 | 10% | 10% | 20000 | 2000 | 2000
Section 3: Admin Block | Bill No. 1: Earthworks | [5 empty] | SECTION NO. 3 | [7 empty] | 0 | 0
Section 3: Admin Block | Bill No. 1: Earthworks | [5 empty] | LEPHADIMISHA - ADMIN BLOCK | [7 empty] | 0 | 0
Section 3: Admin Block | Bill No. 1: Earthworks | [5 empty] | BILL NO. 1 | [7 empty] | 0 | 0
Section 3: Admin Block | Bill No. 1: Earthworks |  |  |  |  | SANS 1200D | EARTHWORKS | [7 empty] | 0 | 0
Section 3: Admin Block | Bill No. 1: Earthworks | [5 empty] | NOTES | [7 empty] | 0 | 0
Section 3: Admin Block | Bill No. 1: Earthworks | [5 empty] | For preambles see "Model Preambles for Trades 2017" | [7 empty] | 0 | 0
Section 3: Admin Block | Bill No. 1: Earthworks | [5 empty] | SUPPLEMENTARY PREAMBLES | [7 empty] | 0 | 0
Section 3: Admin Block | Bill No. 1: Earthworks | [5 empty] | Nature of ground | [7 empty] | 0 | 0
Section 3: Admin Block | Bill No. 1: Earthworks | [5 empty] | Descriptions of excavations shall be deemed to include all ground conditions classifiable as "earth", and where conditions of a more difficult character are indicated, these are separately measured. | [7 empty] | 0 | 0
Section 3: Admin Block | Bill No. 1: Earthworks |  |  |  |  | 8.3 | SCHEDULED ITEMS | [7 empty] | 0 | 0
Section 3: Admin Block | Bill No. 1: Earthworks |  |  |  |  | 8.3.1 | Site preparation | [7 empty] | 0 | 0
Section 3: Admin Block | Bill No. 1: Earthworks |  |  |  | A | 8.3.1.1 | Rip and scarify in-situ 150mm layer free of organic material and compact to 93% Mod AASHTO density | m2 | 459 | 25 | 11475 | 459 | 459 | 25 | 11475 | 11475
Section 3: Admin Block | Bill No. 1: Earthworks |  |  |  | B | 8.3.1.2 | Remove topsoil to nominal depth 150mm, stockpile and maintain | m2 | 459 | 50 | 22950 | 459 | 459 | 50 | 22950 | 22950
Section 3: Admin Block | Bill No. 1: Earthworks | [5 empty] | EXCAVATION, FILLING, ETC | [7 empty] | 0 | 0
Section 3: Admin Block | Bill No. 1: Earthworks |  |  |  |  | 8.3.3 | Restricted Excavation | [7 empty] | 0 | 0
Section 3: Admin Block | Bill No. 1: Earthworks |  |  |  | C | 8.3.3.a.1) | Excavate for restricted footings in all materials | m3 | 201 | 75 | 15075 | 201 | 201 | 75 | 15075 | 15075
Section 3: Admin Block | Bill No. 1: Earthworks | [5 empty] | Extra-over for | [7 empty] | 0 | 0
Section 3: Admin Block | Bill No. 1: Earthworks |  |  |  | D | 8.3.3.b.1) | Intermediate excavation | m3 | 20.1 | 95 | 1909.5 | 20.1 | 20.1 | 95 | 1909.5 | 1909.5
Section 3: Admin Block | Bill No. 1: Earthworks |  |  |  | E | 8.3.3.b.2) | Hard rock excavation | m3 | 10.05 | 350 | 3517.5 | 10.05 | 10.05 | 350 | 3517.5 | 3517.5
Section 3: Admin Block | Bill No. 1: Earthworks |  |  |  |  | 8.3.4 | Importing of Material | [7 empty] | 0 | 0
Section 3: Admin Block | Bill No. 1: Earthworks |  |  |  |  | 8.3.4.a) | Extra-over for importation of materials from commercial sources | [7 empty] | 0 | 0
Section 3: Admin Block | Bill No. 1: Earthworks |  |  |  | F |  | G5 material compacted in 150mm thick layers to 95% MOD AASHTO density at 1% to 2% optimum moisture content under footing | m3 | 129 | 300 | 38700 | 129 | 129 | 300 | 38700 | 38700
Section 3: Admin Block | Bill No. 1: Earthworks |  |  |  | G |  | G5 Material in layers compacted to 95% Mod AASHTO density in layers not exceeding 150mm under surface bed | m3 | 272 | 300 | 81600 | 272 | 272 | 300 | 81600 | 81600
Section 3: Admin Block | Bill No. 1: Earthworks |  |  |  | H | 8.3.6 | Overhaul | [7 empty] | 0 | 0
Section 3: Admin Block | Bill No. 1: Earthworks |  |  |  | J | 8.3.6.b) | Long overhaul in excess of 2km and within a 20km radius | m3.km | 2412 | 8 | 19296 | 2412 | 2412 | 8 | 19296 | 19296
Section 3: Admin Block | Bill No. 1: Earthworks | [5 empty] | SOIL POISONING | [7 empty] | 0 | 0
Section 3: Admin Block | Bill No. 1: Earthworks | [5 empty] | Soil insecticide in accordance with SANS 5859 | [7 empty] | 0 | 0
Section 3: Admin Block | Bill No. 1: Earthworks |  |  |  | K |  | Under floors etc. including forming and poisoning shallow furrows against foundation walls etc., filling in furrows and ramming | m2 | 678 | 35 | 23730 | 678 | 678 | 35 | 23730 | 23730
Section 3: Admin Block | Bill No. 2: Concrete (Structural) | [5 empty] | SECTION NO. 3 | [7 empty] | 0 | 0
Section 3: Admin Block | Bill No. 2: Concrete (Structural) | [5 empty] | LEPHADIMISHA - ADMIN BLOCK | [7 empty] | 0 | 0
Section 3: Admin Block | Bill No. 2: Concrete (Structural) | [5 empty] | BILL NO. 2 | [7 empty] | 0 | 0
Section 3: Admin Block | Bill No. 2: Concrete (Structural) |  |  |  |  | SANS 1200G | CONCRETE (STRUCTURAL) | [7 empty] | 0 | 0
Section 3: Admin Block | Bill No. 2: Concrete (Structural) | [5 empty] | NOTES | [7 empty] | 0 | 0
Section 3: Admin Block | Bill No. 2: Concrete (Structural) | [5 empty] | For preambles see "Model Preambles for Trades 2017" | [7 empty] | 0 | 0
Section 3: Admin Block | Bill No. 2: Concrete (Structural) | [5 empty] | SUPPLEMENTARY PREAMBLES | [7 empty] | 0 | 0
Section 3: Admin Block | Bill No. 2: Concrete (Structural) | [5 empty] | Cost of tests | [7 empty] | 0 | 0
Section 3: Admin Block | Bill No. 2: Concrete (Structural) | [5 empty] | The costs of making, storing and testing of concrete test cubes as required under clause 7 "Tests" of SANS 1200G shall include the cost of providing cube moulds necessary for the purpose, for testing costs and for submitting reports on the tests to the Supervisor. The testing shall be undertaken by an independent firm or institution nominated by the contractor to the approval of the Supervisor. (Test cubes are measured separately) | [7 empty] | 0 | 0
Section 3: Admin Block | Bill No. 2: Concrete (Structural) | [5 empty] | Formwork | [7 empty] | 0 | 0
Section 3: Admin Block | Bill No. 2: Concrete (Structural) | [5 empty] | Formwork to soffits of solids etc. shall be deemed to be slabs not exceeding 300mm thick unless otherwise described | [7 empty] | 0 | 0
Section 3: Admin Block | Bill No. 2: Concrete (Structural) | [5 empty] | Formwork to sides of bases, pile caps, ground beams, etc. will only be measured where it is prescribed by the engineer for design reasons. Formwork necessitated by irregularity or collapse of excavated faces will not be measured and the cost thereof shall be deemed to be included in the allowance for taking the risk of collapse of the sides of the excavations, provision for which is made in "Earthworks" | [7 empty] | 0 | 0
Section 3: Admin Block | Bill No. 2: Concrete (Structural) | [5 empty] | All H.D bolts, washers and nuts to be supplied by the contractor | [7 empty] | 0 | 0
Section 3: Admin Block | Bill No. 2: Concrete (Structural) | [5 empty] | Rates to include for sandblasting and galvanizing all bolts and metal work to applicable specification | [7 empty] | 0 | 0
Section 3: Admin Block | Bill No. 2: Concrete (Structural) |  |  |  |  | 8.2 | FORMWORK (PROVISIONAL) | [7 empty] | 0 | 0
Section 3: Admin Block | Bill No. 2: Concrete (Structural) |  |  |  |  | 8.2.1 | Rough formwork | [7 empty] | 0 | 0
Section 3: Admin Block | Bill No. 2: Concrete (Structural) |  |  |  | A |  | To sides footing | m2 | 152 | 285 | 43320 | 152 | 152 | 285 | 43320 | 43320
Section 3: Admin Block | Bill No. 2: Concrete (Structural) |  |  |  |  | 8.3 | REINFORCEMENT (PROVISIONAL) | [7 empty] | 0 | 0
Section 3: Admin Block | Bill No. 2: Concrete (Structural) |  |  |  |  | 8.3.1 | Steel Bars in Structural Steel | [7 empty] | 0 | 0
Section 3: Admin Block | Bill No. 2: Concrete (Structural) |  |  |  |  | 8.3.1 | Steel Bars | [7 empty] | 0 | 0
Section 3: Admin Block | Bill No. 2: Concrete (Structural) | [5 empty] | High-tensile | [7 empty] | 0 | 0
Section 3: Admin Block | Bill No. 2: Concrete (Structural) |  |  |  | B |  | Various Bars | t | 1.088 | 19500 | 21216 | 1.088 | 1.088 | 19500 | 21216 | 21216
Section 3: Admin Block | Bill No. 2: Concrete (Structural) | [5 empty] | Mild steel | [7 empty] | 0 | 0
Section 3: Admin Block | Bill No. 2: Concrete (Structural) |  |  |  | C |  | Various Bars | t | 0.34 | 19500 | 6630 | 0.34 | 0.34 | 19500 | 6630 | 6630
Section 3: Admin Block | Bill No. 2: Concrete (Structural) |  |  |  |  | 8.3.2 | High-tensile welded mesh | [7 empty] | 0 | 0
Section 3: Admin Block | Bill No. 2: Concrete (Structural) |  |  |  | D |  | Ref 395 layer mesh in slab and surface bed | m2 | 320 | 145 | 46400 | 320 | 320 | 145 | 46400 | 46400
Section 3: Admin Block | Bill No. 2: Concrete (Structural) |  |  |  | E |  | Ref 395 layer mesh in veranda | m2 | 11 | 145 | 1595 | 11 | 11 | 145 | 1595 | 1595
Section 3: Admin Block | Bill No. 2: Concrete (Structural) |  |  |  | F |  | Ref 395 layer mesh in apron | m2 | 61 | 145 | 8845 | 61 | 61 | 145 | 8845 | 8845
Section 3: Admin Block | Bill No. 2: Concrete (Structural) |  |  |  |  | 8.4 | CONCRETE | [7 empty] | 0 | 0
Section 3: Admin Block | Bill No. 2: Concrete (Structural) |  |  |  |  | 8.4.2 | 50mm Blinding Layer in 15MPa/19mm | [7 empty] | 0 | 0
Section 3: Admin Block | Bill No. 2: Concrete (Structural) |  |  |  | G |  | Under footings and bases | m3 | 8 | 2000 | 16000 | 8 | 8 | 2000 | 16000 | 16000
Section 3: Admin Block | Bill No. 2: Concrete (Structural) | [5 empty] | Reinforced Concrete 25MPa/19mm | [7 empty] | 0 | 0
Section 3: Admin Block | Bill No. 2: Concrete (Structural) |  |  |  | H |  | Slabs, including beams and inverted beams | m3 | 3 | 2200 | 6600 | 3 | 3 | 2200 | 6600 | 6600
Section 3: Admin Block | Bill No. 2: Concrete (Structural) |  |  |  | J |  | In surface bed | m3 | 29 | 2200 | 63800 | 29 | 29 | 2200 | 63800 | 63800
Section 3: Admin Block | Bill No. 2: Concrete (Structural) |  |  |  | K |  | In veranda | m3 | 2 | 2200 | 4400 | 2 | 2 | 2200 | 4400 | 4400
Section 3: Admin Block | Bill No. 2: Concrete (Structural) |  |  |  | L |  | In footing | m3 | 35 | 2200 | 77000 | 35 | 35 | 2200 | 77000 | 77000
Section 3: Admin Block | Bill No. 2: Concrete (Structural) |  |  |  | M |  | In apron | m3 | 12 | 2200 | 26400 | 12 | 12 | 2200 | 26400 | 26400
Section 3: Admin Block | Bill No. 2: Concrete (Structural) | [5 empty] | Test Cubes | [7 empty] | 0 | 0
Section 3: Admin Block | Bill No. 2: Concrete (Structural) |  |  |  | N |  | Making and testing 150 x 150 x 150mm concrete strength test cube. (Provisional) | No | 40 | 650 | 26000 | 40 | 40 | 650 | 26000 | 26000
Section 3: Admin Block | Bill No. 2: Concrete (Structural) |  |  |  |  | 8.4.4 | Unformed Surface Finishes | [7 empty] | 0 | 0
Section 3: Admin Block | Bill No. 2: Concrete (Structural) |  |  |  |  | 8.4.4.c) | Wooden-floated finish | [7 empty] | 0 | 0
Section 3: Admin Block | Bill No. 2: Concrete (Structural) |  |  |  | P |  | Top of surface bed | m2 | 290 | 15 | 4350 | 290 | 290 | 15 | 4350 | 4350
Section 3: Admin Block | Bill No. 2: Concrete (Structural) |  |  |  | Q |  | Top of veranda | m2 | 10 | 15 | 150 | 10 | 10 | 15 | 150 | 150
Section 3: Admin Block | Bill No. 2: Concrete (Structural) |  |  |  | R |  | Top Apron | m2 | 78 | 15 | 1170 | 78 | 78 | 15 | 1170 | 1170
Section 3: Admin Block | Bill No. 2: Concrete (Structural) |  |  |  |  | 8.5 | Movement Joints, Etc. | [7 empty] | 0 | 0
Section 3: Admin Block | Bill No. 2: Concrete (Structural) |  |  |  | S |  | 10mm expansion joints in concrete slab with 10mm Jointex. Once the concrete is set rake out the top 10mm of Jointex and seal with approved polysulphide or similar joint sealant. | m | 58 | 95 | 5510 | 58 | 58 | 95 | 5510 | 5510
Section 3: Admin Block | Bill No. 2: Concrete (Structural) |  |  |  | T |  | Expansion joints with 10mm bitumen impregnated softboard or closed cell expanded polyethylene between vertical concrete and brick surfaces | m | 58 | 95 | 5510 | 58 | 58 | 95 | 5510 | 5510
Section 3: Admin Block | Bill No. 3: Masonry | [5 empty] | SECTION NO. 3 | [7 empty] | 0 | 0
Section 3: Admin Block | Bill No. 3: Masonry | [5 empty] | LEPHADIMISHA - ADMIN BLOCK | [7 empty] | 0 | 0
Section 3: Admin Block | Bill No. 3: Masonry | [5 empty] | BILL NO. 3 | [7 empty] | 0 | 0
Section 3: Admin Block | Bill No. 3: Masonry | [5 empty] | MASONRY | [7 empty] | 0 | 0
Section 3: Admin Block | Bill No. 3: Masonry | [5 empty] | NOTES | [7 empty] | 0 | 0
Section 3: Admin Block | Bill No. 3: Masonry | [5 empty] | For preambles see "Model Preambles for Trades 2017" | [7 empty] | 0 | 0
Section 3: Admin Block | Bill No. 3: Masonry | [5 empty] | SUPPLEMENTARY PREAMBLES | [7 empty] | 0 | 0
Section 3: Admin Block | Bill No. 3: Masonry | [5 empty] | Where sizes in descriptions are given in brick units, "one brick" shall represent the length and "half brick the width of the brick | [7 empty] | 0 | 0
Section 3: Admin Block | Bill No. 3: Masonry | [5 empty] | Face bricks | [7 empty] | 0 | 0
Section 3: Admin Block | Bill No. 3: Masonry | [5 empty] | Bricks shall be ordered timeously to obtain uniformity in size and colour | [7 empty] | 0 | 0
Section 3: Admin Block | Bill No. 3: Masonry | [5 empty] | Pointing | [7 empty] | 0 | 0
Section 3: Admin Block | Bill No. 3: Masonry | [5 empty] | Descriptions of recessed pointing to fair face brickwork and face brickwork shall be deemed to include square recessed, hollow recessed, weathered pointing, etc. | [7 empty] | 0 | 0
Section 3: Admin Block | Bill No. 3: Masonry | [5 empty] | Reinforced brick lintels | [7 empty] | 0 | 0
Section 3: Admin Block | Bill No. 3: Masonry | [5 empty] | Lintels shall bear at least 160mm onto adjacent walling. Where such bearing cannot be obtained due to the proximity of adjacent openings the lintel shall be continuous | [7 empty] | 0 | 0
Section 3: Admin Block | Bill No. 3: Masonry | [5 empty] | BRICKWORK | [7 empty] | 0 | 0
Section 3: Admin Block | Bill No. 3: Masonry | [5 empty] | FOUNDATION | [7 empty] | 0 | 0
Section 3: Admin Block | Bill No. 3: Masonry | [5 empty] | Brickwork of NFP bricks in class II mortar | [7 empty] | 0 | 0
Section 3: Admin Block | Bill No. 3: Masonry |  |  |  | A |  | Pier brick wall | m3 | 1 | 295 | 295 | 1 | 1 | 295 | 295 | 295
Section 3: Admin Block | Bill No. 3: Masonry |  |  |  | B |  | One brick wall | m2 | 39 | 295 | 11505 | 39 | 39 | 295 | 11505 | 11505
Section 3: Admin Block | Bill No. 3: Masonry |  |  |  | C |  | Half brick wall | m2 | 14 | 245 | 3430 | 14 | 14 | 245 | 3430 | 3430
Section 3: Admin Block | Bill No. 3: Masonry |  |  |  | D |  | 300mm Hollow walls of two half brick skins with cavities filled in with and including reinforced 15MPa/20mm concrete | m2 | 11 | 450 | 4950 | 11 | 11 | 450 | 4950 | 4950
Section 3: Admin Block | Bill No. 3: Masonry | [5 empty] | SUPERSTRUCTURE | [7 empty] | 0 | 0
Section 3: Admin Block | Bill No. 3: Masonry | [5 empty] | Brickwork of NFP bricks in class II mortar | [7 empty] | 0 | 0
Section 3: Admin Block | Bill No. 3: Masonry |  |  |  | E |  | Pier brick wall | m3 | 5 | 295 | 1475 | 5 | 5 | 295 | 1475 | 1475
Section 3: Admin Block | Bill No. 3: Masonry |  |  |  | F |  | One brick wall | m2 | 339 | 285 | 96615 | 339 | 339 | 285 | 96615 | 96615
Section 3: Admin Block | Bill No. 3: Masonry |  |  |  | G |  | One brick walls in beamfilling | m2 | 29 | 285 | 8265 | 29 | 29 | 285 | 8265 | 8265
Section 3: Admin Block | Bill No. 3: Masonry |  |  |  | H |  | Half brick wall | m2 | 153 | 245 | 37485 | 153 | 153 | 245 | 37485 | 37485
Section 3: Admin Block | Bill No. 3: Masonry |  |  |  | J |  | 300mm Hollow walls of two half brick skins with cavities filled in with and including reinforced 15MPa/20mm concrete | m2 | 40 | 450 | 18000 | 40 | 40 | 450 | 18000 | 18000
Section 3: Admin Block | Bill No. 3: Masonry | [5 empty] | Brick-on-edge header course copings, sills, face bricks pointed with recessed joints on all exposed faces | [7 empty] | 0 | 0
Section 3: Admin Block | Bill No. 3: Masonry |  |  |  | K |  | Window sills | m | 68 | 95 | 6460 | 68 | 68 | 95 | 6460 | 6460
Section 3: Admin Block | Bill No. 3: Masonry | [5 empty] | Prestressed fabricated concrete lintels including necessary temporary supports | [7 empty] | 0 | 0
Section 3: Admin Block | Bill No. 3: Masonry |  |  |  | L |  | 110 x 75mm Standard precast concrete lintels to openings in brickwork not exceeding 2000mm In width, minimum bearing distance to be 115mm | m | 68 | 95 | 6460 | 68 | 68 | 95 | 6460 | 6460
Section 3: Admin Block | Bill No. 3: Masonry | [5 empty] | Turning pieces | [7 empty] | 0 | 0
Section 3: Admin Block | Bill No. 3: Masonry |  |  |  | M |  | 230mm Wide turning piece to lintels, etc. | m | 108 | 50 | 5400 | 108 | 108 | 50 | 5400 | 5400
Section 3: Admin Block | Bill No. 3: Masonry | [5 empty] | FACE BRICKWORK | [7 empty] | 0 | 0
Section 3: Admin Block | Bill No. 3: Masonry | [5 empty] | User note | [7 empty] | 0 | 0
Section 3: Admin Block | Bill No. 3: Masonry | [5 empty] | Face bricks pointed with recessed horizontal and vertical joints | [7 empty] | 0 | 0
Section 3: Admin Block | Bill No. 3: Masonry |  |  |  | N |  | Extra over pier for face brickwork | m2 | 23 | 550 | 12650 | 23 | 23 | 550 | 12650 | 12650
Section 3: Admin Block | Bill No. 3: Masonry |  |  |  | P |  | Extra over brickwork for face brickwork | m2 | 226 | 550 | 124300 | 226 | 226 | 550 | 124300 | 124300
Section 3: Admin Block | Bill No. 3: Masonry |  |  |  | Q |  | Brick on edge for face brickwork | m | 53 | 285 | 15105 | 53 | 53 | 285 | 15105 | 15105
Section 3: Admin Block | Bill No. 3: Masonry | [5 empty] | SUNDRIES | [7 empty] | 0 | 0
Section 3: Admin Block | Bill No. 3: Masonry | [5 empty] | Brickwork reinforcement | [7 empty] | 0 | 0
Section 3: Admin Block | Bill No. 3: Masonry |  |  |  | R |  | 75mm Wide brick reinforcement | m | 387 | 10 | 3870 | 387 | 387 | 10 | 3870 | 3870
Section 3: Admin Block | Bill No. 3: Masonry |  |  |  | S |  | 150mm Wide brick reinforcement | m | 2276 | 15 | 34140 | 2276 | 2276 | 15 | 34140 | 34140
Section 3: Admin Block | Bill No. 3: Masonry |  |  |  | T |  | 230mm Wide brick reinforcement | m | 200 | 15 | 3000 | 200 | 200 | 15 | 3000 | 3000
Section 3: Admin Block | Bill No. 4: Waterproofing | [5 empty] | SECTION NO. 3 | [7 empty] | 0 | 0
Section 3: Admin Block | Bill No. 4: Waterproofing | [5 empty] | LEPHADIMISHA - ADMIN BLOCK | [7 empty] | 0 | 0
Section 3: Admin Block | Bill No. 4: Waterproofing | [5 empty] | BILL NO. 4 | [7 empty] | 0 | 0
Section 3: Admin Block | Bill No. 4: Waterproofing | [5 empty] | WATERPROOFING | [7 empty] | 0 | 0
Section 3: Admin Block | Bill No. 4: Waterproofing | [5 empty] | NOTES | [7 empty] | 0 | 0
Section 3: Admin Block | Bill No. 4: Waterproofing | [5 empty] | For preambles see "Model Preambles for Trades 2017" | [7 empty] | 0 | 0
Section 3: Admin Block | Bill No. 4: Waterproofing | [5 empty] | SUPPLEMENTARY PREAMBLES | [7 empty] | 0 | 0
Section 3: Admin Block | Bill No. 4: Waterproofing | [5 empty] | Waterproofing of roofs, basements, etc. shall be laid under a ten year guarantee. Waterproofing to roofs shall be laid to even falls to outlets etc. with necessary ridges, hips and valleys. Descriptions of sheet or membrane waterproofing shall be deemed to include additional labour to turn-ups and turn-downs. | [7 empty] | 0 | 0
Section 3: Admin Block | Bill No. 4: Waterproofing | [5 empty] | All the components to be cleaned and surveyed for defects and cracks, etc. before the application /installation of any form of water proofing. | [7 empty] | 0 | 0
Section 3: Admin Block | Bill No. 4: Waterproofing | [5 empty] | DAMPPROOFING OF WALLS AND FLOORS | [7 empty] | 0 | 0
Section 3: Admin Block | Bill No. 4: Waterproofing | [5 empty] | One layer of 375 Micron Consol Plastics Brikgrip DPC embossed damp proof course | [7 empty] | 0 | 0
Section 3: Admin Block | Bill No. 4: Waterproofing |  |  |  | A |  | In walls | m2 | 173 | 65 | 11245 | 173 | 173 | 65 | 11245 | 11245
Section 3: Admin Block | Bill No. 4: Waterproofing | [5 empty] | One layer of 250 Micron "Plastall Gunplas USB Green" waterproof sheeting Type C, sealed at laps with "Gunplas Pressure Sensitive Tape" | [7 empty] | 0 | 0
Section 3: Admin Block | Bill No. 4: Waterproofing |  |  |  | B |  | To floors | m2 | 295 | 65 | 19175 | 295 | 295 | 65 | 19175 | 19175
Section 3: Admin Block | Bill No. 4: Waterproofing |  |  |  | C |  | To apron | m2 | 78 | 65 | 5070 | 78 | 78 | 65 | 5070 | 5070
Section 3: Admin Block | Bill No. 5: Roof Covering and Cladding | [5 empty] | SECTION NO. 3 | [7 empty] | 0 | 0
Section 3: Admin Block | Bill No. 5: Roof Covering and Cladding | [5 empty] | LEPHADIMISHA - ADMIN BLOCK | [7 empty] | 0 | 0
Section 3: Admin Block | Bill No. 5: Roof Covering and Cladding | [5 empty] | BILL NO. 5 | [7 empty] | 0 | 0
Section 3: Admin Block | Bill No. 5: Roof Covering and Cladding | [5 empty] | ROOF COVERING AND CLADDING ETC | [7 empty] | 0 | 0
Section 3: Admin Block | Bill No. 5: Roof Covering and Cladding | [5 empty] | NOTES | [7 empty] | 0 | 0
Section 3: Admin Block | Bill No. 5: Roof Covering and Cladding | [5 empty] | For preambles see "Model Preambles for Trades 2017" | [7 empty] | 0 | 0
Section 3: Admin Block | Bill No. 5: Roof Covering and Cladding | [5 empty] | 0,6mm IBR ROOF SHEETING. | [7 empty] | 0 | 0
Section 3: Admin Block | Bill No. 5: Roof Covering and Cladding |  |  |  | A |  | Roof covering with pitched new canopies exceeding 15 degrees | m2 | 295 | 395 | 116525 | 295 | 295 | 395 | 116525 | 116525
Section 3: Admin Block | Bill No. 5: Roof Covering and Cladding | [5 empty] | ROOF INSULATION | [7 empty] | 0 | 0
Section 3: Admin Block | Bill No. 5: Roof Covering and Cladding |  |  |  | B |  | 75mm insulation on straining wires, as per manufacturer's specification | m2 | 295 | 145 | 42775 | 295 | 295 | 145 | 42775 | 42775
Section 3: Admin Block | Bill No. 5: Roof Covering and Cladding | [5 empty] | Supply and install ancillaries | [7 empty] | 0 | 0
Section 3: Admin Block | Bill No. 5: Roof Covering and Cladding |  |  |  | C |  | Extra over for ridge cap | m | 74 | 185 | 13690 | 74 | 74 | 185 | 13690 | 13690
Section 3: Admin Block | Bill No. 6: Capentry and Joinery | [5 empty] | SECTION NO. 3 | [7 empty] | 0 | 0
Section 3: Admin Block | Bill No. 6: Capentry and Joinery | [5 empty] | LEPHADIMISHA - ADMIN BLOCK | [7 empty] | 0 | 0
Section 3: Admin Block | Bill No. 6: Capentry and Joinery | [5 empty] | BILL NO. 6 | [7 empty] | 0 | 0
Section 3: Admin Block | Bill No. 6: Capentry and Joinery | [5 empty] | CARPENTRY AND JOINERY | [7 empty] | 0 | 0
Section 3: Admin Block | Bill No. 6: Capentry and Joinery | [5 empty] | NOTES | [7 empty] | 0 | 0
Section 3: Admin Block | Bill No. 6: Capentry and Joinery | [5 empty] | For preambles see "Model Preambles for Trades 2017" | [7 empty] | 0 | 0
Section 3: Admin Block | Bill No. 6: Capentry and Joinery | [5 empty] | SUPPLEMENTARY PREAMBLES | [7 empty] | 0 | 0
Section 3: Admin Block | Bill No. 6: Capentry and Joinery | [5 empty] | Fixing | [7 empty] | 0 | 0
Section 3: Admin Block | Bill No. 6: Capentry and Joinery | [5 empty] | Items described as "nailed" shall be deemed to be fixed with hardened steel nails or pins, or to be shot-pinned, to brickwork or concrete | [7 empty] | 0 | 0
Section 3: Admin Block | Bill No. 6: Capentry and Joinery | [5 empty] | Items described as "plugged" shall be deemed to include screwing to fibre, plastic or metal plugs at not exceeding 500mm centres, and where described as "bolted", the bolts have been given elsewhere | [7 empty] | 0 | 0
Section 3: Admin Block | Bill No. 6: Capentry and Joinery | [5 empty] | Joinery | [7 empty] | 0 | 0
Section 3: Admin Block | Bill No. 6: Capentry and Joinery | [5 empty] | Descriptions of frames shall be deemed to include frames, transoms, rails, etc. | [7 empty] | 0 | 0
Section 3: Admin Block | Bill No. 6: Capentry and Joinery | [5 empty] | Descriptions of hardwood joinery shall be deemed to include sinking and pelleting heads and nuts of bolts | [7 empty] | 0 | 0
Section 3: Admin Block | Bill No. 6: Capentry and Joinery | [5 empty] | Decorative thermosetting plastic laminate covering | [7 empty] | 0 | 0
Section 3: Admin Block | Bill No. 6: Capentry and Joinery | [5 empty] | Laminate covering shall be glued under pressure and edge strips of same shall be butt jointed at junctions with adjacent similar finish | [7 empty] | 0 | 0
Section 3: Admin Block | Bill No. 6: Capentry and Joinery | [5 empty] | Dimensions in descriptions of trusses are nominal and actual measurements are to be obtained from the architect/engineer and/or taken on site before design or fabrication commences | [7 empty] | 0 | 0
Section 3: Admin Block | Bill No. 6: Capentry and Joinery | [5 empty] | EAVES, VERGES, ETC | [7 empty] | 0 | 0
Section 3: Admin Block | Bill No. 6: Capentry and Joinery | [5 empty] | Fibre-cement fascia boards, screw fixed to truss ends & countersunk brass screw. | [7 empty] | 0 | 0
Section 3: Admin Block | Bill No. 6: Capentry and Joinery |  |  |  | A |  | 250x10mm thick FC77 pressed fibre cement Fascias and barge boards | m | 106 | 75 | 7950 | 106 | 106 | 75 | 7950 | 7950
Section 3: Admin Block | Bill No. 6: Capentry and Joinery | [5 empty] | DOORS, FRAMES ETC | [7 empty] | 0 | 0
Section 3: Admin Block | Bill No. 6: Capentry and Joinery | [5 empty] | Wooden Doors | [7 empty] | 0 | 0
Section 3: Admin Block | Bill No. 6: Capentry and Joinery |  |  |  | B |  | Size 1612 x 2032 x 44mm thick solid timber door with concealed hardwood edges and Masonite finish to both sides. external quality (T01) | No | 2 | 2000 | 4000 | 2 | 2 | 2000 | 4000 | 4000
Section 3: Admin Block | Bill No. 6: Capentry and Joinery |  |  |  | C |  | Size 813 x 2032 x 44mm thick solid timber door with concealed hardwood edges and Masonite finish to both sides (TO2) | No | 13 | 2000 | 26000 | 13 | 13 | 2000 | 26000 | 26000
Section 3: Admin Block | Bill No. 6: Capentry and Joinery |  |  |  | D |  | Size 813 x 2032 x 44mm thick solid timber door with concealed hardwood edges and Masonite finish to both sides (TO3) | No | 1 | 2000 | 2000 | 1 | 1 | 2000 | 2000 | 2000
Section 3: Admin Block | Bill No. 6: Capentry and Joinery | [5 empty] | SKIRTING | [7 empty] | 0 | 0
Section 3: Admin Block | Bill No. 6: Capentry and Joinery | [5 empty] | MERANTI SKIRTING: | [7 empty] | 0 | 0
Section 3: Admin Block | Bill No. 6: Capentry and Joinery |  |  |  | E |  | 69mm x 19mm selected wrot Meranti skirting, slightly rounded on top leading edge and ploughed on rear face, needle steel nailed to walls at 600mm centres. The skirting is to have splayed header joints and mitred angles. Finish skirting with 25 x 25 mm selected wrot Meranti quarter round, needle steel nailed to wall through skirting @ 600mm centres. | m | 345 | 75 | 25875 | 345 | 345 | 75 | 25875 | 25875
Section 3: Admin Block | Bill No. 6: Capentry and Joinery | [5 empty] | Carpentry and joinery fittings, supplied and installed complete | [7 empty] | 0 | 0
Section 3: Admin Block | Bill No. 6: Capentry and Joinery |  |  |  | F |  | Installation of carpentry and joinery fittings. Supply and installation of kitchen and sink cupboards complete. | Item | 1 | 45000 | 45000 | 1 | 1 | 45000 | 45000 | 45000
Section 3: Admin Block | Bill No. 7: Ceilings and Partitions | [5 empty] | SECTION NO. 3 | [7 empty] | 0 | 0
Section 3: Admin Block | Bill No. 7: Ceilings and Partitions | [5 empty] | LEPHADIMISHA - ADMIN BLOCK | [7 empty] | 0 | 0
Section 3: Admin Block | Bill No. 7: Ceilings and Partitions | [5 empty] | BILL NO. 7 | [7 empty] | 0 | 0
Section 3: Admin Block | Bill No. 7: Ceilings and Partitions | [5 empty] | CEILINGS AND PARTITIONS | [7 empty] | 0 | 0
Section 3: Admin Block | Bill No. 7: Ceilings and Partitions | [5 empty] | NOTES | [7 empty] | 0 | 0
Section 3: Admin Block | Bill No. 7: Ceilings and Partitions | [5 empty] | For preambles see "Model Preambles for Trades 2017" | [7 empty] | 0 | 0
Section 3: Admin Block | Bill No. 7: Ceilings and Partitions | [5 empty] | SUPPLEMENTARY PREAMBLES | [7 empty] | 0 | 0
Section 3: Admin Block | Bill No. 7: Ceilings and Partitions | [5 empty] | Fixing | [7 empty] | 0 | 0
Section 3: Admin Block | Bill No. 7: Ceilings and Partitions | [5 empty] | Items described as "nailed" shall be deemed to be fixed with hardened steel nails or pins, or to be shot-pinned, to brickwork or concrete | [7 empty] | 0 | 0
Section 3: Admin Block | Bill No. 7: Ceilings and Partitions | [5 empty] | Items described as "plugged" shall be deemed to include screwing to fibre, plastic or metal plugs at not exceeding 500mm centres, and where described as "bolted", the bolts have been given elsewhere | [7 empty] | 0 | 0
Section 3: Admin Block | Bill No. 7: Ceilings and Partitions | [5 empty] | Ceilings | [7 empty] | 0 | 0
Section 3: Admin Block | Bill No. 7: Ceilings and Partitions | [5 empty] | Unless otherwise described ceilings shall be deemed to be horizontal | [7 empty] | 0 | 0
Section 3: Admin Block | Bill No. 7: Ceilings and Partitions | [5 empty] | Electrical light fittings, diffusers, panels etc are generally "lay-in" units of the same dimensions as the suspension grid described and allowance must be made in the rates accordingly for their support inclusive of any flexibility in setting out that may be required (ceiling panels have not been deducted and pricing is to take cognisance thereof) | [7 empty] | 0 | 0
Section 3: Admin Block | Bill No. 7: Ceilings and Partitions | [5 empty] | Steel components | [7 empty] | 0 | 0
Section 3: Admin Block | Bill No. 7: Ceilings and Partitions | [5 empty] | All steel components for ceilings, partitions, etc. are to be galvanised in accordance with SANS 121 | [7 empty] | 0 | 0
Section 3: Admin Block | Bill No. 7: Ceilings and Partitions | [5 empty] | NAILED UP CEILINGS | [7 empty] | 0 | 0
Section 3: Admin Block | Bill No. 7: Ceilings and Partitions | [5 empty] | 6mm Gypsum ceiling Board fixed to 38x38mm SAP battens. | [7 empty] | 0 | 0
Section 3: Admin Block | Bill No. 7: Ceilings and Partitions |  |  |  | A |  | Ceilings including as pine brandering at 500mm centres in both directions, | m2 | 295 | 185 | 54575 | 295 | 295 | 185 | 54575 | 54575
Section 3: Admin Block | Bill No. 7: Ceilings and Partitions |  |  |  | B |  | Extra over ceiling for 600 x 600mm trap door | No | 4 | 500 | 2000 | 4 | 4 | 500 | 2000 | 2000
Section 3: Admin Block | Bill No. 7: Ceilings and Partitions | [5 empty] | CORNICES | [7 empty] | 0 | 0
Section 3: Admin Block | Bill No. 7: Ceilings and Partitions |  |  |  | C |  | 75mm Gypsum coved cornice nailed to wall and ceiling. | m | 345 | 75 | 25875 | 345 | 345 | 75 | 25875 | 25875
Section 3: Admin Block | Bill No. 7: Ceilings and Partitions | [5 empty] | INSULATION | [7 empty] | 0 | 0
Section 3: Admin Block | Bill No. 7: Ceilings and Partitions | [5 empty] | Non-combustible fibreglass insulation of a density of not less than 10kg/m3 bonded with an inert thermo-setting resin | [7 empty] | 0 | 0
Section 3: Admin Block | Bill No. 7: Ceilings and Partitions |  |  |  | D |  | Aerolite Pink 50mm | m2 | 295 | 150 | 44250 | 295 | 295 | 150 | 44250 | 44250
Section 3: Admin Block | Bill No. 8: Floor Coverings | [5 empty] | SECTION NO. 3 | [7 empty] | 0 | 0
Section 3: Admin Block | Bill No. 8: Floor Coverings | [5 empty] | LEPHADIMISHA - ADMIN BLOCK | [7 empty] | 0 | 0
Section 3: Admin Block | Bill No. 8: Floor Coverings | [5 empty] | BILL NO. 8 | [7 empty] | 0 | 0
Section 3: Admin Block | Bill No. 8: Floor Coverings | [5 empty] | FLOOR COVERINGS | [7 empty] | 0 | 0
Section 3: Admin Block | Bill No. 8: Floor Coverings | [5 empty] | NOTES | [7 empty] | 0 | 0
Section 3: Admin Block | Bill No. 8: Floor Coverings | [5 empty] | For preambles see "Model Preambles for Trades 2017" | [7 empty] | 0 | 0
Section 3: Admin Block | Bill No. 8: Floor Coverings | [5 empty] | SUPPLEMENTARY PREAMBLES | [7 empty] | 0 | 0
Section 3: Admin Block | Bill No. 8: Floor Coverings | [5 empty] | Proprietary Products In Descriptions Proprietary products shall be deemed to include the statement "or similarly approved" in the description specified. Substitute products of similar quality and specification may be used with prior approval by the Principal Agent. | [7 empty] | 0 | 0
Section 3: Admin Block | Bill No. 8: Floor Coverings | [5 empty] | VINYL SHEET | [7 empty] | 0 | 0
Section 3: Admin Block | Bill No. 8: Floor Coverings | [5 empty] | FloorworX Superflex fully flexible vinyl floor sheeting 1,2m wide x 2mm thick x 15m long (Subfloor measured elsewhere) | [7 empty] | 0 | 0
Section 3: Admin Block | Bill No. 8: Floor Coverings |  |  |  | A |  | On floors | m2 | 290 | 400 | 116000 | 290 | 290 | 400 | 116000 | 116000
Section 3: Admin Block | Bill No. 8: Floor Coverings | [5 empty] | POLISH, SEALERS, ETC | [7 empty] | 0 | 0
Section 3: Admin Block | Bill No. 8: Floor Coverings |  |  |  | B |  | Two coats wax polish on vinly floors | m2 | 290 | 30 | 8700 | 290 | 290 | 30 | 8700 | 8700
Section 3: Admin Block | Bill No. 9: Ironmongery | [5 empty] | SECTION NO. 3 | [7 empty] | 0 | 0
Section 3: Admin Block | Bill No. 9: Ironmongery | [5 empty] | LEPHADIMISHA - ADMIN BLOCK | [7 empty] | 0 | 0
Section 3: Admin Block | Bill No. 9: Ironmongery | [5 empty] | BILL NO. 9 | [7 empty] | 0 | 0
Section 3: Admin Block | Bill No. 9: Ironmongery | [5 empty] | IRONMONGERY | [7 empty] | 0 | 0
Section 3: Admin Block | Bill No. 9: Ironmongery | [5 empty] | NOTES | [7 empty] | 0 | 0
Section 3: Admin Block | Bill No. 9: Ironmongery | [5 empty] | For preambles see "Model Preambles for Trades 2017" | [7 empty] | 0 | 0
Section 3: Admin Block | Bill No. 9: Ironmongery | [5 empty] | HINGES, BOLTS, ETC | [7 empty] | 0 | 0
Section 3: Admin Block | Bill No. 9: Ironmongery |  |  |  | A |  | 100 x 75mm Aluminium hinge with stainless steel washers | No | 36 | 200 | 7200 | 36 | 36 | 200 | 7200 | 7200
Section 3: Admin Block | Bill No. 9: Ironmongery |  |  |  | B |  | 150mm Chromium plated barrel bolt | No | 36 | 200 | 7200 | 36 | 36 | 200 | 7200 | 7200
Section 3: Admin Block | Bill No. 9: Ironmongery | [5 empty] | DOOR LOCKSETS, HANDLES etc. | [7 empty] | 0 | 0
Section 3: Admin Block | Bill No. 9: Ironmongery |  |  |  | C |  | 3 lever mortice lock or similar approved | No | 18 | 500 | 9000 | 18 | 18 | 500 | 9000 | 9000
Section 3: Admin Block | Bill No. 9: Ironmongery |  |  |  | D |  | 75 x 150mm anodised aluminium pull door handles with back plates | No | 18 | 500 | 9000 | 18 | 18 | 500 | 9000 | 9000
Section 3: Admin Block | Bill No. 9: Ironmongery |  |  |  | E |  | 90 x 150mm anodised aluminium pull door handles with back plates. | No | 16 | 500 | 8000 | 16 | 16 | 500 | 8000 | 8000
Section 3: Admin Block | Bill No. 9: Ironmongery | [5 empty] | PUSH PLATES AND KICKING PLATES | [7 empty] | 0 | 0
Section 3: Admin Block | Bill No. 9: Ironmongery |  |  |  | F |  | 079/160 160 x 160 x 1.6mm push plate SS | No | 18 | 850 | 15300 | 18 | 18 | 850 | 15300 | 15300
Section 3: Admin Block | Bill No. 9: Ironmongery |  |  |  | G |  | SS5089-650W. Kick plate 813mm x 900mm high | No | 18 | 850 | 15300 | 18 | 18 | 850 | 15300 | 15300
Section 3: Admin Block | Bill No. 9: Ironmongery | [5 empty] | DOOR CLOSERS | [7 empty] | 0 | 0
Section 3: Admin Block | Bill No. 9: Ironmongery |  |  |  | H |  | Code AB4370ESR door closer (390 x 84 x 225mm) Yale Hydraulic Door Closer - Silver) | No | 8 | 4500 | 36000 | 8 | 8 | 4500 | 36000 | 36000
Section 3: Admin Block | Bill No. 9: Ironmongery | [5 empty] | DOOR STOP | [7 empty] | 0 | 0
Section 3: Admin Block | Bill No. 9: Ironmongery |  |  |  | J |  | Half Moon Satin Nickel Door Stopper | No | 18 | 100 | 1800 | 18 | 18 | 100 | 1800 | 1800
Section 3: Admin Block | Bill No. 9: Ironmongery | [5 empty] | FILING CABINETS | [7 empty] | 0 | 0
Section 3: Admin Block | Bill No. 9: Ironmongery | [5 empty] | Locker Logistic filing cabinet with locking mechanism powder coated finish, installed strictly to manufacturer's specifications | [7 empty] | 0 | 0
Section 3: Admin Block | Bill No. 9: Ironmongery |  |  |  | K |  | FC-4 four drawer filing cabinet | No | 0 | 8500 | 0 | 0 | 0 | 8500 | 0 | 0
Section 3: Admin Block | Bill No. 9: Ironmongery | [5 empty] | PINNING BOARDS, WRITING BOARDS, PROJECTION SCREENS, ETC | [7 empty] | 0 | 0
Section 3: Admin Block | Bill No. 9: Ironmongery | [5 empty] | Parrots | [7 empty] | 0 | 0
Section 3: Admin Block | Bill No. 9: Ironmongery |  |  |  | L |  | Pinning board 2400 x 1200mm high | No | 6 | 4590 | 27540 | 6 | 6 | 4590 | 27540 | 27540
Section 3: Admin Block | Bill No. 10: Structural Steelwork | [5 empty] | SECTION NO. 3 | [7 empty] | 0 | 0
Section 3: Admin Block | Bill No. 10: Structural Steelwork | [5 empty] | LEPHADIMISHA - ADMIN BLOCK | [7 empty] | 0 | 0
Section 3: Admin Block | Bill No. 10: Structural Steelwork | [5 empty] | BILL NO. 10 | [7 empty] | 0 | 0
Section 3: Admin Block | Bill No. 10: Structural Steelwork | [5 empty] | STRUCTURAL STEELWORK | [7 empty] | 0 | 0
Section 3: Admin Block | Bill No. 10: Structural Steelwork | [5 empty] | NOTES | [7 empty] | 0 | 0
Section 3: Admin Block | Bill No. 10: Structural Steelwork | [5 empty] | For preambles see "Model Preambles for Trades 2017" | [7 empty] | 0 | 0
Section 3: Admin Block | Bill No. 10: Structural Steelwork | [5 empty] | SUPPLEMENTARY PREAMBLES | [7 empty] | 0 | 0
Section 3: Admin Block | Bill No. 10: Structural Steelwork | [5 empty] | Erection shall include site transportation and handling to point of assembly. Supply includes delivery to site | [7 empty] | 0 | 0
Section 3: Admin Block | Bill No. 10: Structural Steelwork | [5 empty] | All steelwork shall be hot dip galvanised | [7 empty] | 0 | 0
Section 3: Admin Block | Bill No. 10: Structural Steelwork | [5 empty] | Where materials are not covered by Anglo Specifications included in the Works Information they shall be supplied to SANS 1431 Gr 300WA and Rolled section shall be supplied to Gr 350WA | [7 empty] | 0 | 0
Section 3: Admin Block | Bill No. 10: Structural Steelwork | [5 empty] | Structural Steelwork | [7 empty] | 0 | 0
Section 3: Admin Block | Bill No. 10: Structural Steelwork |  |  |  | A |  | Roof covering an area of 295 meter squared with an overhang of 600mm to have light weight steel trusses and purlins, Bracing strap, screws for truss and screws for fixing purlins | m2 | 295 | 665 | 196175 | 295 | 295 | 665 | 196175 | 196175
Section 3: Admin Block | Bill No. 11: Metalwork | [5 empty] | SECTION NO. 3 | [7 empty] | 0 | 0
Section 3: Admin Block | Bill No. 11: Metalwork | [5 empty] | LEPHADIMISHA - ADMIN BLOCK | [7 empty] | 0 | 0
Section 3: Admin Block | Bill No. 11: Metalwork | [5 empty] | BILL NO. 11 | [7 empty] | 0 | 0
Section 3: Admin Block | Bill No. 11: Metalwork | [5 empty] | METALWORK | [7 empty] | 0 | 0
Section 3: Admin Block | Bill No. 11: Metalwork | [5 empty] | NOTES | [7 empty] | 0 | 0
Section 3: Admin Block | Bill No. 11: Metalwork | [5 empty] | For preambles see "Model Preambles for Trades 2017" | [7 empty] | 0 | 0
Section 3: Admin Block | Bill No. 11: Metalwork | [5 empty] | SUPPLEMENTARY PREAMBLES | [7 empty] | 0 | 0
Section 3: Admin Block | Bill No. 11: Metalwork | [5 empty] | Descriptions of bolts shall be deemed to include nuts and washers | [7 empty] | 0 | 0
Section 3: Admin Block | Bill No. 11: Metalwork | [5 empty] | Descriptions of expansion anchors and bolts and chemical anchors and bolts shall be deemed to include nuts, washers and mortices in brickwork or concrete | [7 empty] | 0 | 0
Section 3: Admin Block | Bill No. 11: Metalwork | [5 empty] | Metalwork described as "holed for bolt(s)" shall be deemed to exclude the bolts unless otherwise described | [7 empty] | 0 | 0
Section 3: Admin Block | Bill No. 11: Metalwork | [5 empty] | DOORS, WINDOWS, CURTAIN WALLING, SHOPFRONTS, ETC | [7 empty] | 0 | 0
Section 3: Admin Block | Bill No. 11: Metalwork | [5 empty] | PRESSED STEEL DOOR FRAMES (1,2mm rebated) | [7 empty] | 0 | 0
Section 3: Admin Block | Bill No. 11: Metalwork | [5 empty] | Supply and install complete rebated frames suitable for brick walls | [7 empty] | 0 | 0
Section 3: Admin Block | Bill No. 11: Metalwork |  |  |  | A |  | 1,2mm Rebated frames suitable For door 813 x 2 032mm high | No | 14 | 1500 | 21000 | 14 | 14 | 1500 | 21000 | 21000
Section 3: Admin Block | Bill No. 11: Metalwork |  |  |  | B |  | 1,2mm Rebated frames suitable For door 1612 x 2 032mm high | No | 2 | 2500 | 5000 | 2 | 2 | 2500 | 5000 | 5000
Section 3: Admin Block | Bill No. 11: Metalwork | [5 empty] | STEEL WINDOWS, DOORS, ETC | [7 empty] | 0 | 0
Section 3: Admin Block | Bill No. 11: Metalwork | [5 empty] | GALVANISED STEEL WINDOWS, DOORS, ETC | [7 empty] | 0 | 0
Section 3: Admin Block | Bill No. 11: Metalwork |  |  |  | C |  | Standard school windows Window 900 x 900 mm high with 4mm clear safety glass | No | 2 | 2250 | 4500 | 2 | 2 | 2250 | 4500 | 4500
Section 3: Admin Block | Bill No. 11: Metalwork |  |  |  | D |  | Standard school windows Window 1500 x 1200 mm high with 4mm clear safety glass | No | 13 | 3300 | 42900 | 13 | 13 | 3300 | 42900 | 42900
Section 3: Admin Block | Bill No. 11: Metalwork |  |  |  | E |  | Standard school windows Window 600 x 900 mm high with 4mm clear safety glass | No | 7 | 2250 | 15750 | 7 | 7 | 2250 | 15750 | 15750
Section 3: Admin Block | Bill No. 11: Metalwork |  |  |  | F |  | Standard school windows Window 2100 x 1200 mm high with 4mm clear safety glass | No | 1 | 2250 | 2250 | 1 | 1 | 2250 | 2250 | 2250
Section 3: Admin Block | Bill No. 11: Metalwork |  |  |  | G |  | Standard 864 x 2134 mm sabs hollow core tube frame completes with standard butt hinges (Gs01) | No | 1 | 2250 | 2250 | 1 | 1 | 2250 | 2250 | 2250
Section 3: Admin Block | Bill No. 11: Metalwork |  |  |  | H |  | Standard 1797 x 1908 mm sabs hollow core tube frame completes with standard butt hinges (FD1) | No | 1 | 2250 | 2250 | 1 | 1 | 2250 | 2250 | 2250
Section 3: Admin Block | Bill No. 11: Metalwork |  |  |  | J |  | Aluminium frame complete with reception glass barrier 1233x 2907 mm high (SF-01) | No | 1 | 6650 | 6650 | 1 | 1 | 6650 | 6650 | 6650
Section 3: Admin Block | Bill No. 11: Metalwork |  |  |  | K |  | Aluminium frame complete with reception glass barrier 1233x 1200 mm high (SF-02) | No | 1 | 6650 | 6650 | 1 | 1 | 6650 | 6650 | 6650
Section 3: Admin Block | Bill No. 11: Metalwork |  |  |  | L |  | Aluminium frame complete with reception glass barrier 1233x 1200 mm high (SF-03) | No | 1 | 6650 | 6650 | 1 | 1 | 6650 | 6650 | 6650
Section 3: Admin Block | Bill No. 11: Metalwork | [5 empty] | BENCHES, SEATS, CHAIRS, ETC | [7 empty] | 0 | 0
Section 3: Admin Block | Bill No. 11: Metalwork |  |  |  | M |  | SS Airport four seater free standing chairs, each seat size 420 x 520 wide, finished with epoxy powder coated frame and brushed stainless steel perforated shells, aluminium epoxy powder coated legs including fixing bolts, etc as C21 | No | 0 | 15000 | 0 | 0 | 0 | 15000 | 0 | 0
Section 3: Admin Block | Bill No. 11: Metalwork | [5 empty] | SECURITY GATE | [7 empty] | 0 | 0
Section 3: Admin Block | Bill No. 11: Metalwork | [5 empty] | Supply and install complete security gate suitable for one brick walls | [7 empty] | 0 | 0
Section 3: Admin Block | Bill No. 11: Metalwork |  |  |  | N |  | Frame for door 976 x 1908mm high Xpanda security gate argent or similar approved (Gs01) | No | 2 | 8500 | 17000 | 2 | 2 | 8500 | 17000 | 17000
Section 3: Admin Block | Bill No. 11: Metalwork |  |  |  | P |  | Frame for door 1797 x 1908mm high Xpanda security gate argent or similar approved (Gs01) | No | 2 | 13500 | 27000 | 2 | 2 | 13500 | 27000 | 27000
Section 3: Admin Block | Bill No. 11: Metalwork | [5 empty] | STEEL STRONGROOM DOORS, VENTILATORS, ETC | [7 empty] | 0 | 0
Section 3: Admin Block | Bill No. 11: Metalwork | [5 empty] | "Chubb Safes" strongroom doors etc suitable for 230mm walls, fixed to brickwork or concrete | [7 empty] | 0 | 0
Section 3: Admin Block | Bill No. 11: Metalwork |  |  |  | Q |  | "Light Duty" category 2AE (12mm) strongroom door and frame for wall opening 950 x 1935mm high (mass 495kg) | No | 1 | 25000 | 25000 | 1 | 1 | 25000 | 25000 | 25000
Section 3: Admin Block | Bill No. 12: Plastering | [5 empty] | SECTION NO. 3 | [7 empty] | 0 | 0
Section 3: Admin Block | Bill No. 12: Plastering | [5 empty] | LEPHADIMISHA - ADMIN BLOCK | [7 empty] | 0 | 0
Section 3: Admin Block | Bill No. 12: Plastering | [5 empty] | BILL NO. 12 | [7 empty] | 0 | 0
Section 3: Admin Block | Bill No. 12: Plastering | [5 empty] | PLASTERING | [7 empty] | 0 | 0
Section 3: Admin Block | Bill No. 12: Plastering | [5 empty] | NOTES | [7 empty] | 0 | 0
Section 3: Admin Block | Bill No. 12: Plastering | [5 empty] | For preambles see "Model Preambles for Trades 2017" | [7 empty] | 0 | 0
Section 3: Admin Block | Bill No. 12: Plastering | [5 empty] | SCREEDS | [7 empty] | 0 | 0
Section 3: Admin Block | Bill No. 12: Plastering | [5 empty] | 1:3 Cement plaster screeds steel floated | [7 empty] | 0 | 0
Section 3: Admin Block | Bill No. 12: Plastering |  |  |  | A |  | 40mm Thick on floors and landings | m2 | 295 | 155 | 45725 | 295 | 295 | 155 | 45725 | 45725
Section 3: Admin Block | Bill No. 12: Plastering | [5 empty] | INTERNAL PLASTER | [7 empty] | 0 | 0
Section 3: Admin Block | Bill No. 12: Plastering | [5 empty] | One coat 1:4 cement plaster rendering on brickwork with a smooth surface with a steel trowel. | [7 empty] | 0 | 0
Section 3: Admin Block | Bill No. 12: Plastering |  |  |  | B |  | On brick walls | m2 | 702 | 95 | 66690 | 702 | 702 | 95 | 66690 | 66690
Section 3: Admin Block | Bill No. 13: plumbing and Drainage | [5 empty] | SECTION NO. 3 | [7 empty] | 0 | 0
Section 3: Admin Block | Bill No. 13: plumbing and Drainage | [5 empty] | LEPHADIMISHA - ADMIN BLOCK | [7 empty] | 0 | 0
Section 3: Admin Block | Bill No. 13: plumbing and Drainage | [5 empty] | BILL NO. 13 | [7 empty] | 0 | 0
Section 3: Admin Block | Bill No. 13: plumbing and Drainage | [5 empty] | PLUMBING AND DRAINAGE | [7 empty] | 0 | 0
Section 3: Admin Block | Bill No. 13: plumbing and Drainage | [5 empty] | NOTES | [7 empty] | 0 | 0
Section 3: Admin Block | Bill No. 13: plumbing and Drainage | [5 empty] | For preambles see "Model Preambles for Trades 2017" | [7 empty] | 0 | 0
Section 3: Admin Block | Bill No. 13: plumbing and Drainage | [5 empty] | SUPPLEMENTARY PREAMBLES | [7 empty] | 0 | 0
Section 3: Admin Block | Bill No. 13: plumbing and Drainage | [5 empty] | Wire gratings | [7 empty] | 0 | 0
Section 3: Admin Block | Bill No. 13: plumbing and Drainage | [5 empty] | Descriptions of gutter outlets etc. shall be deemed to include wire balloon gratings | [7 empty] | 0 | 0
Section 3: Admin Block | Bill No. 13: plumbing and Drainage | [5 empty] | Stainless steel basins, sinks, wash troughs, urinals, etc. | [7 empty] | 0 | 0
Section 3: Admin Block | Bill No. 13: plumbing and Drainage | [5 empty] | Stainless steel for economy basins, domestic sinks and worktops shall be Type 430 (17/0) Stainless steel for urinals, basins, quality sinks, wash troughs, institutional equipment, etc. shall be Type 304 (18/8) Stainless steel for laboratory sinks, photographic equipment, etc. shall be Type 316 (18/8) Units shall have standard aprons on all exposed edges and tiling keys against walls where applicable | [7 empty] | 0 | 0
Section 3: Admin Block | Bill No. 13: plumbing and Drainage | [5 empty] | Sealing of edges | [7 empty] | 0 | 0
Section 3: Admin Block | Bill No. 13: plumbing and Drainage | [5 empty] | Outer edges of sinks, basins, baths, urinals, etc. are to be sealed against adjacent surfaces with approved silicone | [7 empty] | 0 | 0
Section 3: Admin Block | Bill No. 13: plumbing and Drainage | [5 empty] | U-PVC pipes and fittings | [7 empty] | 0 | 0
Section 3: Admin Block | Bill No. 13: plumbing and Drainage | [5 empty] | Sewer and drainage pipes and fittings shall be jointed and sealed with butyl rubber rings Soil, waste and vent pipes and fittings shall be solvent weld jointed or sealed with butyl rubber rings | [7 empty] | 0 | 0
Section 3: Admin Block | Bill No. 13: plumbing and Drainage | [5 empty] | U-PVC pressure pipes and fittings | [7 empty] | 0 | 0
Section 3: Admin Block | Bill No. 13: plumbing and Drainage | [5 empty] | Pipes of 50mm diameter and smaller shall be plain ended with solvent welded U-PVC loose sockets and fittings Pipes of 63mm diameter and greater shall have sockets and spigots with push-in type integral rubber ring joints. Bends shall be U-PVC and all other fittings shall be cast iron, all with similar push-in type joints | [7 empty] | 0 | 0
Section 3: Admin Block | Bill No. 13: plumbing and Drainage | [5 empty] | Polypropylene pipes | [7 empty] | 0 | 0
Section 3: Admin Block | Bill No. 13: plumbing and Drainage | [5 empty] | Polypropylene pipes 54mm diameter and smaller shall be seamless copper coloured Class 16 pipes jointed with heat welded thermoplastic or where so described compression fittings Pipes shall be firmly fixed to walls, etc. with coloured nylon snap-in pipe clips with provision for accommodating thermal movement and jointed and fixed strictly in accordance with the manufacturer's instructions | [7 empty] | 0 | 0
Section 3: Admin Block | Bill No. 13: plumbing and Drainage | [5 empty] | Reducing fittings | [7 empty] | 0 | 0
Section 3: Admin Block | Bill No. 13: plumbing and Drainage | [5 empty] | Where fittings have reducing ends or branches they are described as "reducing" and only the largest end or branch size is given. Should the contractor wish to use other fittings and bushes or reducers he may do so on the understanding that no claim in this regard will be entertained | [7 empty] | 0 | 0
Section 3: Admin Block | Bill No. 13: plumbing and Drainage | [5 empty] | Fixing of pipes | [7 empty] | 0 | 0
Section 3: Admin Block | Bill No. 13: plumbing and Drainage | [5 empty] | Unless specifically otherwise stated, descriptions of pipes shall be deemed to include fixing to walls, etc., casting in, building in or suspending not exceeding 1m below suspension level | [7 empty] | 0 | 0
Section 3: Admin Block | Bill No. 13: plumbing and Drainage | [5 empty] | Paper wrapping to pipes | [7 empty] | 0 | 0
Section 3: Admin Block | Bill No. 13: plumbing and Drainage | [5 empty] | Pipes chased into brickwork must be wrapped with two layers of stout brown paper tied with wire. Rates are to include for wrapping around joints and fittings | [7 empty] | 0 | 0
Section 3: Admin Block | Bill No. 13: plumbing and Drainage | [5 empty] | Disinfection of water pipework | [7 empty] | 0 | 0
Section 3: Admin Block | Bill No. 13: plumbing and Drainage | [5 empty] | Water pipework is to be disinfected at completion | [7 empty] | 0 | 0
Section 3: Admin Block | Bill No. 13: plumbing and Drainage | [5 empty] | Petrolatum anti-corrosion tape | [7 empty] | 0 | 0
Section 3: Admin Block | Bill No. 13: plumbing and Drainage | [5 empty] | Pipes to be taped shall be coated with the appropriate primer and the tape shall be applied in the appropriate widths and with ?% overlaps Couplings and fittings to pipes shall be taped in strict accordance with the manufacturer's instructions | [7 empty] | 0 | 0
Section 3: Admin Block | Bill No. 13: plumbing and Drainage | [5 empty] | Prices for wrapping of pipes shall include for all work as described to couplings in the length | [7 empty] | 0 | 0
Section 3: Admin Block | Bill No. 13: plumbing and Drainage | [5 empty] | Laying, backfilling, bedding, etc. of pipes | [7 empty] | 0 | 0
Section 3: Admin Block | Bill No. 13: plumbing and Drainage | [5 empty] | Pipes shall be laid and bedded in accordance with manufacturers' instructions and trenches shall be carefully backfilled | [7 empty] | 0 | 0
Section 3: Admin Block | Bill No. 13: plumbing and Drainage | [5 empty] | Where no manufacturers' instructions exist, pipes shall be laid in accordance with the relevant section of SANS 2001 | [7 empty] | 0 | 0
Section 3: Admin Block | Bill No. 13: plumbing and Drainage | [5 empty] | General | [7 empty] | 0 | 0
Section 3: Admin Block | Bill No. 13: plumbing and Drainage | [5 empty] | Descriptions of cast iron roof outlets shall be deemed to include joints to pipes and casting into concrete (adaptors for joints to PVC pipes, etc. are given separately) Descriptions of overflow pipes where measured in number, shall be deemed to include joints to cisterns and splay cut ends | [7 empty] | 0 | 0
Section 3: Admin Block | Bill No. 13: plumbing and Drainage | [5 empty] | Descriptions of pipes laid in and including trenches and of inspection chambers, catch pits, etc. shall be deemed to include excavation, bedding, backfilling, compaction to a minimum of 93% Mod AASHTO density and disposal of surplus material on site | [7 empty] | 0 | 0
Section 3: Admin Block | Bill No. 13: plumbing and Drainage | [5 empty] | Descriptions of service pipes and flexible connecting pipes shall be deemed to include connections to taps, cisterns, etc. and to steel pipes (adaptors for connections to copper pipes, etc. are given separately) | [7 empty] | 0 | 0
Section 3: Admin Block | Bill No. 13: plumbing and Drainage | [5 empty] | Descriptions of WC pans, slop hoppers, etc. shall be deemed to include for joints to soil pipes (pan connectors are separately measured) | [7 empty] | 0 | 0
Section 3: Admin Block | Bill No. 13: plumbing and Drainage | [5 empty] | As-built drawings | [7 empty] | 0 | 0
Section 3: Admin Block | Bill No. 13: plumbing and Drainage | [5 empty] | Where required, the contractor shall prepare an updated set of as-built drawings. At completion of the contract the contractor shall hand these drawings to the principal agent for reproducing onto the originals for handing over to the employer (provision for allowance of as-built drawings elsewhere) | [7 empty] | 0 | 0
Section 3: Admin Block | Bill No. 13: plumbing and Drainage | [5 empty] | SANITARY FITTINGS | [7 empty] | 0 | 0
Section 3: Admin Block | Bill No. 13: plumbing and Drainage | [5 empty] | VAAL or Equally Approved | [7 empty] | 0 | 0
Section 3: Admin Block | Bill No. 13: plumbing and Drainage | [5 empty] | SINK | [7 empty] | 0 | 0
Section 3: Admin Block | Bill No. 13: plumbing and Drainage |  |  |  | A |  | Drop-on type sink and drainer size 1360mm long x 500mm wide of grade 304 (18/10) stainless steel with bowl complete with 40mm chromium plated brass unslotted wastes, plugs and chains and fixing to top of timber cabinet (elsewhere). Sink complete with sink mixer | No | 1 | 3700 | 3700 | 1 | 1 | 3700 | 3700 | 3700
Section 3: Admin Block | Bill No. 13: plumbing and Drainage | [5 empty] | Basins | [7 empty] | 0 | 0
Section 3: Admin Block | Bill No. 13: plumbing and Drainage |  |  |  | B |  | 510 x 405mm Vaal "Hibiscus" Sanitary ware vitreous China basin with three semi-punched tap holes integrated overflow and chain stay hole through the centre semi-punched. Basin complete with basin mixer | No | 3 | 1950 | 5850 | 3 | 3 | 1950 | 5850 | 5850
Section 3: Admin Block | Bill No. 13: plumbing and Drainage |  |  |  | C |  | Bottle trap, 32mm, chrome with 75mm deep re-seal and adjustable telescopic pipe, and 1¼" female inlet x 1¼" male outlet. (Code:COB-340) | No | 3 | 500 | 1500 | 3 | 3 | 500 | 1500 | 1500
Section 3: Admin Block | Bill No. 13: plumbing and Drainage |  |  |  | D |  | Anti-theft plug for basin wastes, chrome-plated with 72mm spindle and spindle-locking tab, and 39mm diameter plug. (Code: COB-309-32) | No | 3 | 650 | 1950 | 3 | 3 | 650 | 1950 | 1950
Section 3: Admin Block | Bill No. 13: plumbing and Drainage | [5 empty] | WC | [7 empty] | 0 | 0
Section 3: Admin Block | Bill No. 13: plumbing and Drainage |  |  |  | E |  | Neo Classic close couple suite white WC pan 354 x 180 x 400mm (CODE: S0012393) | No | 2 | 2700 | 5400 | 2 | 2 | 2700 | 5400 | 5400
Section 3: Admin Block | Bill No. 13: plumbing and Drainage | [5 empty] | PARAPLEGIC | [7 empty] | 0 | 0
Section 3: Admin Block | Bill No. 13: plumbing and Drainage |  |  |  | F |  | Vaal Sanitaryware vitreous china “Protea Paraplegic” 90° outlet pan (code 750200) and matching 9 litre cistern (code 7116LP) complete with lid, fitments, and purpose-made C.P. side-flush lever (left or right) or a back inlet exposed flushvalve. Bottom inlet water supply must be on same side as flush lever. The suite is designed to flush effectively on 6 litres | No | 1 | 7500 | 7500 | 1 | 1 | 7500 | 7500 | 7500
Section 3: Admin Block | Bill No. 13: plumbing and Drainage | [5 empty] | RAINWATER DISPOSAL: | [7 empty] | 0 | 0
Section 3: Admin Block | Bill No. 13: plumbing and Drainage | [5 empty] | PVC Gutters and Downpipes: | [7 empty] | 0 | 0
Section 3: Admin Block | Bill No. 13: plumbing and Drainage |  |  |  | G |  | 100mm x 100mm 0.58mm(Thickness) Traffic green Chromadek rainwater gutter at standard length | m | 106 | 165 | 17490 | 106 | 106 | 165 | 17490 | 17490
Section 3: Admin Block | Bill No. 13: plumbing and Drainage |  |  |  | H |  | Extra over eaves gutter for stopped end. | No | 14 | 350 | 4900 | 14 | 14 | 350 | 4900 | 4900
Section 3: Admin Block | Bill No. 13: plumbing and Drainage |  |  |  | J |  | Extra over eaves gutter for outlet for 75mm PVC downpipe. | No | 14 | 250 | 3500 | 14 | 14 | 250 | 3500 | 3500
Section 3: Admin Block | Bill No. 13: plumbing and Drainage |  |  |  | K |  | 105mm x 70mm x 0.58mm (Thickness) Traffic green rectangular fluted Chromadek. rainwater downpipe at standard length | m | 37.8 | 165 | 6237 | 37.8 | 37.8 | 165 | 6237 | 6237
Section 3: Admin Block | Bill No. 13: plumbing and Drainage |  |  |  | L |  | Extra over rainwater downpipe for bends | No | 14 | 350 | 4900 | 14 | 14 | 350 | 4900 | 4900
Section 3: Admin Block | Bill No. 14: Glazing | [5 empty] | SECTION NO. 3 | [7 empty] | 0 | 0
Section 3: Admin Block | Bill No. 14: Glazing | [5 empty] | LEPHADIMISHA - ADMIN BLOCK | [7 empty] | 0 | 0
Section 3: Admin Block | Bill No. 14: Glazing | [5 empty] | BILL NO. 14 | [7 empty] | 0 | 0
Section 3: Admin Block | Bill No. 14: Glazing | [5 empty] | GLAZING | [7 empty] | 0 | 0
Section 3: Admin Block | Bill No. 14: Glazing | [5 empty] | NOTES | [7 empty] | 0 | 0
Section 3: Admin Block | Bill No. 14: Glazing | [5 empty] | For preambles see "Model Preambles for Trades 2017" | [7 empty] | 0 | 0
Section 3: Admin Block | Bill No. 14: Glazing | [5 empty] | WINDOW GLASS | [7 empty] | 0 | 0
Section 3: Admin Block | Bill No. 14: Glazing |  |  |  | A |  | 4mm clear float glass puttied in steel window putty for 900 x 900 window frame | m2 | 2 | 450 | 900 | 2 | 2 | 450 | 900 | 900
Section 3: Admin Block | Bill No. 14: Glazing |  |  |  | B |  | 4mm clear float glass puttied in steel window putty for 1500 x 1200 window frame | m2 | 23 | 450 | 10350 | 23 | 23 | 450 | 10350 | 10350
Section 3: Admin Block | Bill No. 14: Glazing |  |  |  | C |  | 4mm clear float glass puttied in steel window putty for 600 x 900 window frame | m2 | 4 | 450 | 1800 | 4 | 4 | 450 | 1800 | 1800
Section 3: Admin Block | Bill No. 14: Glazing |  |  |  | D |  | 4mm clear float glass puttied in steel window putty for 2100 x 1200 window frame | m2 | 3 | 450 | 1350 | 3 | 3 | 450 | 1350 | 1350
Section 3: Admin Block | Bill No. 15: Paintwork | [5 empty] | SECTION NO. 3 | [7 empty] | 0 | 0
Section 3: Admin Block | Bill No. 15: Paintwork | [5 empty] | LEPHADIMISHA - ADMIN BLOCK | [7 empty] | 0 | 0
Section 3: Admin Block | Bill No. 15: Paintwork | [5 empty] | BILL NO. 15 | [7 empty] | 0 | 0
Section 3: Admin Block | Bill No. 15: Paintwork | [5 empty] | PAINTWORK | [7 empty] | 0 | 0
Section 3: Admin Block | Bill No. 15: Paintwork | [5 empty] | NOTES | [7 empty] | 0 | 0
Section 3: Admin Block | Bill No. 15: Paintwork | [5 empty] | For preambles see "Model Preambles for Trades 2017" | [7 empty] | 0 | 0
Section 3: Admin Block | Bill No. 15: Paintwork | [5 empty] | SUPPLEMENTARY PREAMBLES | [7 empty] | 0 | 0
Section 3: Admin Block | Bill No. 15: Paintwork | [5 empty] | Adjoining paint surfaces: The contractor is to take into consideration that the paintwork to the external facade will be applied to different textures as well as differ in paint specification and colour adjoining each other. No claims whatsoever for cost or time extension will be entertained for the above-mentioned. Quality monitoring of paint surfaces: The contractor needs to allow for quality checks of all primer coats by an approved authority (for example Qualitec) prior commencement of final coats. No claims whatsoever for cost or time extension will be entertained for the above-mentioned | [7 empty] | 0 | 0
Section 3: Admin Block | Bill No. 15: Paintwork | [5 empty] | PREPARATORY WORK TO EXISTING WORK | [7 empty] | 0 | 0
Section 3: Admin Block | Bill No. 15: Paintwork | [5 empty] | Previously painted plastered surfaces | [7 empty] | 0 | 0
Section 3: Admin Block | Bill No. 15: Paintwork | [5 empty] | Surfaces shall be thoroughly washed down and allowed to dry completely before any paint is applied. Blistered or peeling paint shall be completely removed and cracks shall be opened, filled with a suitable filler and finished smooth | [7 empty] | 0 | 0
Section 3: Admin Block | Bill No. 15: Paintwork | [5 empty] | Previously painted metal surfaces | [7 empty] | 0 | 0
Section 3: Admin Block | Bill No. 15: Paintwork | [5 empty] | Surfaces shall be thoroughly rubbed and cleaned down. Blistered or peeling paint shall be completely removed down to bare metal | [7 empty] | 0 | 0
Section 3: Admin Block | Bill No. 15: Paintwork | [5 empty] | Roof Surfaces shall be thoroughly sanded, pressure washed, rust treated and re-sealed before being painted. | [7 empty] | 0 | 0
Section 3: Admin Block | Bill No. 15: Paintwork | [5 empty] | Previously painted wood surfaces | [7 empty] | 0 | 0
Section 3: Admin Block | Bill No. 15: Paintwork | [5 empty] | Surfaces shall be thoroughly cleaned down. Blistered or peeling paint shall be completely removed and cracks and crevices shall be primed, filled with suitable filler and finished smooth | [7 empty] | 0 | 0
Section 3: Admin Block | Bill No. 15: Paintwork | [5 empty] | PAINTWORK, ETC TO NEW WORK ON: | [7 empty] | 0 | 0
Section 3: Admin Block | Bill No. 15: Paintwork | [5 empty] | FLOATED PLASTER SURFACES WITH | [7 empty] | 0 | 0
Section 3: Admin Block | Bill No. 15: Paintwork | [5 empty] | Apply one coat primer, one coat undercoat and two coats acrylic PVA. | [7 empty] | 0 | 0
Section 3: Admin Block | Bill No. 15: Paintwork |  |  |  | A |  | On internal plaster | m2 | 702 | 85 | 59670 | 702 | 702 | 85 | 59670 | 59670
Section 3: Admin Block | Bill No. 15: Paintwork |  |  |  | B |  | Narrow widths | m2 | 105.3 | 85 | 8950.5 | 105.3 | 105.3 | 85 | 8950.5 | 8950.5
Section 3: Admin Block | Bill No. 15: Paintwork | [5 empty] | SMOOTH CONCRETE SURFACES WITH | [7 empty] | 0 | 0
Section 3: Admin Block | Bill No. 15: Paintwork | [5 empty] | One coat alkali resistant plaster primer and two coats PVA acrylic emulsion paint on | [7 empty] | 0 | 0
Section 3: Admin Block | Bill No. 15: Paintwork |  |  |  | C |  | Ceilings and beams | m2 | 11 | 85 | 935 | 11 | 11 | 85 | 935 | 935
Section 3: Admin Block | Bill No. 15: Paintwork | [5 empty] | ON FIBRE-CEMENT BOARD SURFACES | [7 empty] | 0 | 0
Section 3: Admin Block | Bill No. 15: Paintwork | [5 empty] | Apply one coat plascon 'merit plaster primer', and two coats plascon 'vip plastic PVA'. | [7 empty] | 0 | 0
Section 3: Admin Block | Bill No. 15: Paintwork |  |  |  | D |  | Ceiling boards | m2 | 295 | 85 | 25075 | 295 | 295 | 85 | 25075 | 25075
Section 3: Admin Block | Bill No. 15: Paintwork |  |  |  | E |  | Cornices | m2 | 103.5 | 85 | 8797.5 | 103.5 | 103.5 | 85 | 8797.5 | 8797.5
Section 3: Admin Block | Bill No. 15: Paintwork |  |  |  | F |  | Fascia boards | m | 106 | 95 | 10070 | 106 | 106 | 95 | 10070 | 10070
Section 3: Admin Block | Bill No. 15: Paintwork | [5 empty] | ON METAL SURFACES | [7 empty] | 0 | 0
Section 3: Admin Block | Bill No. 15: Paintwork | [5 empty] | One coat alkyd based universal undercoat and one coat superior quality universal enamel paint | [7 empty] | 0 | 0
Section 3: Admin Block | Bill No. 15: Paintwork |  |  |  | G |  | Doors frames | m2 | 50 | 85 | 4250 | 50 | 50 | 85 | 4250 | 4250
Section 3: Admin Block | Bill No. 15: Paintwork |  |  |  | H |  | Window frame | m2 | 32 | 85 | 2720 | 32 | 32 | 85 | 2720 | 2720
Section 3: Admin Block | Bill No. 15: Paintwork | [5 empty] | WOOD SURFACES | [7 empty] | 0 | 0
Section 3: Admin Block | Bill No. 15: Paintwork | [5 empty] | One coat oil wood primer, one coat universal undercoat and two coats super universal enamel paint on | [7 empty] | 0 | 0
Section 3: Admin Block | Bill No. 15: Paintwork |  |  |  | J |  | Doors | m2 | 72 | 85 | 6120 | 72 | 72 | 85 | 6120 | 6120
Section 3: Admin Block | Bill No. 15: Paintwork |  |  |  | K |  | Meranti skirting | m | 320 | 95 | 30400 | 320 | 320 | 95 | 30400 | 30400
Section 3: Admin Block | Bill No. 16: Electrical Installations | [5 empty] | SECTION NO. 2 | [7 empty] | 0 | 0
Section 3: Admin Block | Bill No. 16: Electrical Installations | [5 empty] | LEPHADIMISHA - ADMIN BLOCK | [7 empty] | 0 | 0
Section 3: Admin Block | Bill No. 16: Electrical Installations | [5 empty] | BILL NO. 16 | [7 empty] | 0 | 0
Section 3: Admin Block | Bill No. 16: Electrical Installations | [5 empty] | ELECTRICAL WORK | [7 empty] | 0 | 0
Section 3: Admin Block | Bill No. 16: Electrical Installations | [5 empty] | NOTES | [7 empty] | 0 | 0
Section 3: Admin Block | Bill No. 16: Electrical Installations | [5 empty] | For preambles see "Model Preambles for Trades 2017" | [7 empty] | 0 | 0
Section 3: Admin Block | Bill No. 16: Electrical Installations | [5 empty] | ELECTRICAL INSTALLATION | [7 empty] | 0 | 0
Section 3: Admin Block | Bill No. 16: Electrical Installations | [5 empty] | DISTRIBUTION BOARDS | [7 empty] | 0 | 0
Section 3: Admin Block | Bill No. 16: Electrical Installations | [5 empty] | COMPLETE SUPPLY & INSTALLATION OF ALL MATERIAL LISTED HEREUNDER: | [7 empty] | 0 | 0
Section 3: Admin Block | Bill No. 16: Electrical Installations | [5 empty] | NOTE: TENDERERS ARE ADVISED TO STUDY THEPROJECT SPECIFICATION, QUALITY OF MATERIAL AND INSTALLATION SPECIFICATION THAT IS APPLICABLE TO THE EQUIPMENT AND MATERIALS IN THIS BILL | [7 empty] | 0 | 0
Section 3: Admin Block | Bill No. 16: Electrical Installations | [5 empty] | Distribution Board DB-1 : Administration Building | [7 empty] | 0 | 0
Section 3: Admin Block | Bill No. 16: Electrical Installations |  |  |  | A |  | Supply and install flush mounted distribution board complete with doors, frames, sub-frames, chassis, fixtures, fittings, terminations, busbars and wiring with spare space as per specification as well as security detail. Material and labour excluding the items listed hereunder Equipment provided in Distribution Board | No | 1 | 4000 | 4000 | 1 | 1 | 4000 | 4000 | 4000
Section 3: Admin Block | Bill No. 16: Electrical Installations | [5 empty] | Equipment provided in Distribution Board | [7 empty] | 0 | 0
Section 3: Admin Block | Bill No. 16: Electrical Installations | [5 empty] | Moulded Case Circuit Breakers | [7 empty] | 0 | 0
Section 3: Admin Block | Bill No. 16: Electrical Installations |  |  |  | B |  | 10 Ampere S.P. 3 kA | No | 5 | 300 | 1500 | 5 | 5 | 300 | 1500 | 1500
Section 3: Admin Block | Bill No. 16: Electrical Installations |  |  |  | C |  | 20 Ampere S.P. 3 kA | No | 3 | 400 | 1200 | 3 | 3 | 400 | 1200 | 1200
Section 3: Admin Block | Bill No. 16: Electrical Installations |  |  |  | D |  | 63 Ampere D.P. 3kA Main switch | No | 1 | 4500 | 4500 | 1 | 1 | 4500 | 4500 | 4500
Section 3: Admin Block | Bill No. 16: Electrical Installations | [5 empty] | Earth Leakage Units | [7 empty] | 0 | 0
Section 3: Admin Block | Bill No. 16: Electrical Installations |  |  |  | E |  | 63 Ampere DP. 3 kA 30 mA | No | 1 | 1500 | 1500 | 1 | 1 | 1500 | 1500 | 1500
Section 3: Admin Block | Bill No. 16: Electrical Installations | [5 empty] | Moulded Case Isolators | [7 empty] | 0 | 0
Section 3: Admin Block | Bill No. 16: Electrical Installations | [5 empty] | Labels | [7 empty] | 0 | 0
Section 3: Admin Block | Bill No. 16: Electrical Installations |  |  |  | G |  | Danger sign and labels as specified | Items | 11 | 100 | 1100 | 11 | 11 | 100 | 1100 | 1100
Section 3: Admin Block | Bill No. 16: Electrical Installations | [5 empty] | INTERNAL ELECTRICAL INSTALLATION | [7 empty] | 0 | 0
Section 3: Admin Block | Bill No. 16: Electrical Installations | [5 empty] | SMALL POWER & LIGHTING | [7 empty] | 0 | 0
Section 3: Admin Block | Bill No. 16: Electrical Installations | [5 empty] | Tenderers are advised to study the specification before pricing the bill. | [7 empty] | 0 | 0
Section 3: Admin Block | Bill No. 16: Electrical Installations | [5 empty] | (Complete installation : Internal Electrical Installation) | [7 empty] | 0 | 0
Section 3: Admin Block | Bill No. 16: Electrical Installations | [5 empty] | SMALL POWER AND LIGHTING | [7 empty] | 0 | 0
Section 3: Admin Block | Bill No. 16: Electrical Installations | [5 empty] | Conduit and accessories as specified. | [7 empty] | 0 | 0
Section 3: Admin Block | Bill No. 16: Electrical Installations | [5 empty] | Conduit and accessories as specified. Conduit placed in position for casting into concrete or screed, for building or chased into concrete or brickwork and for surface mounted in ceiling void including bending, threading, jointing, short lengths, draw boxes, couplings, bends, tees and saddles. | [7 empty] | 0 | 0
Section 3: Admin Block | Bill No. 16: Electrical Installations |  |  |  | J |  | 20mm | m | 1500 | 20 | 30000 | 1500 | 1500 | 20 | 30000 | 30000
Section 3: Admin Block | Bill No. 16: Electrical Installations |  |  |  | K |  | 25mm | m | 1000 | 22 | 22000 | 1000 | 1000 | 22 | 22000 | 22000
Section 3: Admin Block | Bill No. 16: Electrical Installations | [5 empty] | Round conduit box as specified placed in position for casting into concrete, building or chased into brickwork or surface mounted including locknuts and bushes | [7 empty] | 0 | 0
Section 3: Admin Block | Bill No. 16: Electrical Installations |  |  |  | L |  | 60 mm deep | No | 50 | 24 | 1200 | 50 | 50 | 24 | 1200 | 1200
Section 3: Admin Block | Bill No. 16: Electrical Installations | [5 empty] | Wall boxes as specified placed in position for casting into concrete, building or chased into brickwork including locknuts and bushes | [7 empty] | 0 | 0
Section 3: Admin Block | Bill No. 16: Electrical Installations | [5 empty] | Where cavity walls or face brick walls are encountered tenderers must allow to install deep back to back (one end closed) wall boxes | [7 empty] | 0 | 0
Section 3: Admin Block | Bill No. 16: Electrical Installations |  |  |  | M |  | 100 x 50mm | No | 20 | 19 | 380 | 20 | 20 | 19 | 380 | 380
Section 3: Admin Block | Bill No. 16: Electrical Installations |  |  |  | N |  | 100 x 100mm | No | 80 | 20 | 1600 | 80 | 80 | 20 | 1600 | 1600
Section 3: Admin Block | Bill No. 16: Electrical Installations | [5 empty] | Isolator 30 Ampere DP | No | 5 | 350 | 1750 | 5 | 5 | 350 | 1750 | 1750
Section 3: Admin Block | Bill No. 16: Electrical Installations | [5 empty] | Blank Boxes & Covers | [7 empty] | 0 | 0
Section 3: Admin Block | Bill No. 16: Electrical Installations |  |  |  | P |  | 100x100mm | No | 5 | 25 | 125 | 5 | 5 | 25 | 125 | 125
Section 3: Admin Block | Bill No. 16: Electrical Installations | [5 empty] | 60A Isolators (geyser & stove) | No | 5 | 400 | 2000 | 5 | 5 | 400 | 2000 | 2000
Section 3: Admin Block | Bill No. 16: Electrical Installations | [5 empty] | Conductors | [7 empty] | 0 | 0
Section 3: Admin Block | Bill No. 16: Electrical Installations | [5 empty] | 600/1000V grade PVC insulated stranded | [7 empty] | 0 | 0
Section 3: Admin Block | Bill No. 16: Electrical Installations | [5 empty] | copper conductors drawn into conduit | [7 empty] | 0 | 0
Section 3: Admin Block | Bill No. 16: Electrical Installations |  |  |  | Q |  | 2,5mm² | m | 1950 | 10 | 19500 | 1950 | 1950 | 10 | 19500 | 19500
Section 3: Admin Block | Bill No. 16: Electrical Installations |  |  |  | R |  | 4,0mm² | m | 600 | 12 | 7200 | 600 | 600 | 12 | 7200 | 7200
Section 3: Admin Block | Bill No. 16: Electrical Installations |  |  |  | S |  | 6,0mm² | m | 300 | 21.5 | 6450 | 300 | 300 | 21.5 | 6450 | 6450
Section 3: Admin Block | Bill No. 16: Electrical Installations | [5 empty] | Bare stranded copper earth conductors drawn | [7 empty] | 0 | 0
Section 3: Admin Block | Bill No. 16: Electrical Installations | [5 empty] | into conduits | [7 empty] | 0 | 0
Section 3: Admin Block | Bill No. 16: Electrical Installations |  |  |  | T |  | 2,5mm² | m | 2850 | 10 | 28500 | 2850 | 2850 | 10 | 28500 | 28500
Section 3: Admin Block | Bill No. 16: Electrical Installations | [5 empty] | Appliances | [7 empty] | 0 | 0
Section 3: Admin Block | Bill No. 16: Electrical Installations | [5 empty] | Complete with cover plate fixed in flush boxes | [7 empty] | 0 | 0
Section 3: Admin Block | Bill No. 16: Electrical Installations | [5 empty] | (boxes elsewhere measured) | [7 empty] | 0 | 0
Section 3: Admin Block | Bill No. 16: Electrical Installations | [5 empty] | Socket Outlets | [7 empty] | 0 | 0
Section 3: Admin Block | Bill No. 16: Electrical Installations |  |  |  | U |  | Single 16 Ampere round 3-pin 250V grade Switched socket outlet | No | [6 empty] | 0 | 0
Section 3: Admin Block | Bill No. 16: Electrical Installations | [5 empty] | on power skirting | [7 empty] | 0 | 0
Section 3: Admin Block | Bill No. 16: Electrical Installations |  |  |  | V |  | Double 16 Ampere round 3-pin 250V grade | No | 36 | 200 | 7200 | 36 | 36 | 200 | 7200 | 7200
Section 3: Admin Block | Bill No. 16: Electrical Installations | [5 empty] | Switched socket outlet | [7 empty] | 0 | 0
Section 3: Admin Block | Bill No. 16: Electrical Installations | [5 empty] | Telephone point complete with boxes and covers on 100 x 100 box | No | 20 | 350 | 7000 | 20 | 20 | 350 | 7000 | 7000
Section 3: Admin Block | Bill No. 16: Electrical Installations | [5 empty] | Data point complete with boxes and covers on 100 x 100 box | No | 20 | 350 | 7000 | 20 | 20 | 350 | 7000 | 7000
Section 3: Admin Block | Bill No. 16: Electrical Installations | [5 empty] | Telephone point complete with boxes and covers on power skirting | No | [6 empty] | 0 | 0
Section 3: Admin Block | Bill No. 16: Electrical Installations | [5 empty] | Data point complete with boxes and covers on power skirting | No | [6 empty] | 0 | 0
Section 3: Admin Block | Bill No. 16: Electrical Installations | [5 empty] | Underfloor duct plug station (4) | No | [6 empty] | 0 | 0
Section 3: Admin Block | Bill No. 16: Electrical Installations | [5 empty] | Underfloor duct plug station (4) | No | 2 | 2000 | 4000 | 2 | 2 | 2000 | 4000 | 4000
Section 3: Admin Block | Bill No. 16: Electrical Installations | [5 empty] | 32A Isolators | No | 5 | 350 | 1750 | 5 | 5 | 350 | 1750 | 1750
Section 3: Admin Block | Bill No. 16: Electrical Installations | [5 empty] | 60A Isolators | No | 5 | 400 | 2000 | 5 | 5 | 400 | 2000 | 2000
Section 3: Admin Block | Bill No. 16: Electrical Installations | [5 empty] | Light Switches | [7 empty] | 0 | 0
Section 3: Admin Block | Bill No. 16: Electrical Installations |  |  |  | W |  | 16 Ampere 250V grade single lever one way | No | 16 | 155 | 2480 | 16 | 16 | 155 | 2480 | 2480
Section 3: Admin Block | Bill No. 16: Electrical Installations | [5 empty] | 16 Ampere 250V grade single lever two way | No | 6 | 170 | 1020 | 6 | 6 | 170 | 1020 | 1020
Section 3: Admin Block | Bill No. 16: Electrical Installations | [5 empty] | 16 Ampere 250V grade double lever one way | No | [6 empty] | 0 | 0
Section 3: Admin Block | Bill No. 16: Electrical Installations | [5 empty] | 17 Ampere 250V grade four lever one way | No | [6 empty] | 0 | 0
Section 3: Admin Block | Bill No. 16: Electrical Installations | [5 empty] | Galvanised draw wire (1.6mm) | m | 950 | 4.2 | 3990 | 950 | 950 | 4.2 | 3990 | 3990
Section 3: Admin Block | Bill No. 16: Electrical Installations | [5 empty] | (Complete installation : wireways for telephone and intercom system) | [7 empty] | 0 | 0
Section 3: Admin Block | Bill No. 16: Electrical Installations | [5 empty] | WIREWAYS AND FITTINGS | [7 empty] | 0 | 0
Section 3: Admin Block | Bill No. 16: Electrical Installations | [5 empty] | Conduit & accessories as specified in the quality | [7 empty] | 0 | 0
Section 3: Admin Block | Bill No. 16: Electrical Installations | [5 empty] | specification conduit placed in position for casting | [7 empty] | 0 | 0
Section 3: Admin Block | Bill No. 16: Electrical Installations | [5 empty] | into concrete or screed, for building or chased | [7 empty] | 0 | 0
Section 3: Admin Block | Bill No. 16: Electrical Installations | [5 empty] | into concrete or brickwork and for surface | [7 empty] | 0 | 0
Section 3: Admin Block | Bill No. 16: Electrical Installations | [5 empty] | mounted in ceiling void including bending, | [7 empty] | 0 | 0
Section 3: Admin Block | Bill No. 16: Electrical Installations | [5 empty] | threading, jointing, short lengths, draw | [7 empty] | 0 | 0
Section 3: Admin Block | Bill No. 16: Electrical Installations | [5 empty] | boxes, couplings, bends, tees and saddles | [7 empty] | 0 | 0
Section 3: Admin Block | Bill No. 16: Electrical Installations | [5 empty] | 20mm | m | 1500 | 20 | 30000 | 1500 | 1500 | 20 | 30000 | 30000
Section 3: Admin Block | Bill No. 16: Electrical Installations | [5 empty] | 25mm | m | 1000 | 22 | 22000 | 1000 | 1000 | 22 | 22000 | 22000
Section 3: Admin Block | Bill No. 16: Electrical Installations | [5 empty] | Wall boxes as specified placed in | [7 empty] | 0 | 0
Section 3: Admin Block | Bill No. 16: Electrical Installations | [5 empty] | position for casting into concrete, building or | [7 empty] | 0 | 0
Section 3: Admin Block | Bill No. 16: Electrical Installations | [5 empty] | chased into brickwork including locknuts | [7 empty] | 0 | 0
Section 3: Admin Block | Bill No. 16: Electrical Installations | [5 empty] | and bushes | [7 empty] | 0 | 0
Section 3: Admin Block | Bill No. 16: Electrical Installations | [5 empty] | Where cavity walls or face brick walls are | [7 empty] | 0 | 0
Section 3: Admin Block | Bill No. 16: Electrical Installations | [5 empty] | encountered tenderers must allow to install | [7 empty] | 0 | 0
Section 3: Admin Block | Bill No. 16: Electrical Installations | [5 empty] | deep back to back (one end closed) wall | [7 empty] | 0 | 0
Section 3: Admin Block | Bill No. 16: Electrical Installations | [5 empty] | boxes | [7 empty] | 0 | 0
Section 3: Admin Block | Bill No. 16: Electrical Installations | [5 empty] | 100 x 100mm | No | 25 | 20 | 500 | 25 | 25 | 20 | 500 | 500
Section 3: Admin Block | Bill No. 16: Electrical Installations | [5 empty] | 300 x 300 x 75mm including door as specified | No | 4 | 350 | 1400 | 4 | 4 | 350 | 1400 | 1400
Section 3: Admin Block | Bill No. 16: Electrical Installations | [5 empty] | Blank Covers | [7 empty] | 0 | 0
Section 3: Admin Block | Bill No. 16: Electrical Installations | [5 empty] | 100 x 100mm | No | 40 | 25 | 1000 | 40 | 40 | 25 | 1000 | 1000
Section 3: Admin Block | Bill No. 16: Electrical Installations | [5 empty] | DRAW WIRE | [7 empty] | 0 | 0
Section 3: Admin Block | Bill No. 16: Electrical Installations | [5 empty] | Galvanised 1,6mm draw wire | No | 2500 | 4.2 | 10500 | 2500 | 2500 | 4.2 | 10500 | 10500
Section 3: Admin Block | Bill No. 16: Electrical Installations | [5 empty] | APPLIANCES | [7 empty] | 0 | 0
Section 3: Admin Block | Bill No. 16: Electrical Installations |  |  |  | X |  | Surface mounted appliance complete | No | 4 | 400 | 1600 | 4 | 4 | 400 | 1600 | 1600
Section 3: Admin Block | Bill No. 16: Electrical Installations | [5 empty] | 16 Ampere photo cell in an empty luminaire | [7 empty] | 0 | 0
Section 3: Admin Block | Bill No. 16: Electrical Installations | [5 empty] | SLEEVES | [7 empty] | 0 | 0
Section 3: Admin Block | Bill No. 16: Electrical Installations | [5 empty] | 50mm dia | m | 100 | 50 | 5000 | 100 | 100 | 50 | 5000 | 5000
Section 3: Admin Block | Bill No. 16: Electrical Installations | [5 empty] | LUMINAIRES | [7 empty] | 0 | 0
Section 3: Admin Block | Bill No. 16: Electrical Installations | [5 empty] | Installed and mounted to round boxes in | [7 empty] | 0 | 0
Section 3: Admin Block | Bill No. 16: Electrical Installations | [5 empty] | brickwork or ceiling including all fixings, | [7 empty] | 0 | 0
Section 3: Admin Block | Bill No. 16: Electrical Installations | [5 empty] | brackets, supports, connectors, | [7 empty] | 0 | 0
Section 3: Admin Block | Bill No. 16: Electrical Installations | [5 empty] | connections and lamps. | [7 empty] | 0 | 0
Section 3: Admin Block | Bill No. 16: Electrical Installations | [5 empty] | Type A | [7 empty] | 0 | 0
Section 3: Admin Block | Bill No. 16: Electrical Installations |  |  |  | Y |  | 1200mm long 2 x 18W LED lamp Open channel switch start luminaire as per quality specification. | No | 34 | 1050 | 35700 | 34 | 34 | 1050 | 35700 | 35700
Section 3: Admin Block | Bill No. 16: Electrical Installations | [5 empty] | Type C1 | [7 empty] | 0 | 0
Section 3: Admin Block | Bill No. 16: Electrical Installations | [5 empty] | 1 x 18W LED lamp bulkhead fitting with high pressure die cast aluminium base and an opal non discoloring acrylic diffuser. IP 65 rated. White | No | 12 | 1500 | 18000 | 12 | 12 | 1500 | 18000 | 18000
Section 3: Admin Block | Bill No. 16: Electrical Installations | [5 empty] | Type C2 | [7 empty] | 0 | 0
Section 3: Admin Block | Bill No. 16: Electrical Installations |  |  |  | Z |  | 1 x 18W LED lamp bulkhead fitting with high pressure die cast aluminium base and an opal non discoloring acrylic diffuser. IP 65 rated. Black | No | 10 | 1980 | 19800 | 10 | 10 | 1980 | 19800 | 19800
Section 3: Admin Block | Bill No. 16: Electrical Installations | [5 empty] | TELEPHONE DISTRIBUTION BOARD | [7 empty] | 0 | 0
Section 3: Admin Block | Bill No. 16: Electrical Installations |  |  |  | AA |  | Flush mounted telephone distribution board | No | 1 | 1150 | 1150 | 1 | 1 | 1150 | 1150 | 1150
Section 3: Admin Block | Bill No. 16: Electrical Installations | [5 empty] | size 450 x 450 x 180mm flush mounted | [7 empty] | 0 | 0
Section 3: Admin Block | Bill No. 16: Electrical Installations | [5 empty] | complete with doors, frames, sub-frames, | [7 empty] | 0 | 0
Section 3: Admin Block | Bill No. 16: Electrical Installations | [5 empty] | fixtures and 20mm thick soft board | [7 empty] | 0 | 0
Section 3: Admin Block | Bill No. 16: Electrical Installations | [5 empty] | EARTHING INSTALLATION | [7 empty] | 0 | 0
Section 3: Admin Block | Bill No. 16: Electrical Installations | [5 empty] | Conduit : Prices include cutting, bending, threading, reaming bending, setting, joints, draw boxes, expansion joint boxes and installation materials. | [7 empty] | 0 | 0
Section 3: Admin Block | Bill No. 16: Electrical Installations | [5 empty] | Prices for concealed conduit shall be averaged for installation in any of the following situations: | [7 empty] | 0 | 0
Section 3: Admin Block | Bill No. 16: Electrical Installations | [5 empty] | a) cast in concrete | [7 empty] | 0 | 0
Section 3: Admin Block | Bill No. 16: Electrical Installations | [5 empty] | b) built in brickwork | [7 empty] | 0 | 0
Section 3: Admin Block | Bill No. 16: Electrical Installations | [5 empty] | c) chased in brickwork | [7 empty] | 0 | 0
Section 3: Admin Block | Bill No. 16: Electrical Installations |  |  |  | AB |  | Trenches | m | 2 | 105 | 210 | 2 | 2 | 105 | 210 | 210
Section 3: Admin Block | Bill No. 16: Electrical Installations |  |  |  | AC |  | Imported material for trenches 0,5 m deep for 70 mm² bare stranded copper earth conductor : | m | 6 | 50 | 300 | 6 | 6 | 50 | 300 | 300
Section 3: Admin Block | Bill No. 16: Electrical Installations |  |  |  | AD |  | a) Soft sifted soil | m3 | 2 | 65 | 130 | 2 | 2 | 65 | 130 | 130
Section 3: Admin Block | Bill No. 16: Electrical Installations | [5 empty] | Conductors | [7 empty] | 0 | 0
Section 3: Admin Block | Bill No. 16: Electrical Installations |  |  |  | AE |  | 70mm² bare stranded copper ( From earth bar to Roof structure) | m | 10 | 200 | 2000 | 10 | 10 | 200 | 2000 | 2000
Section 3: Admin Block | Bill No. 16: Electrical Installations |  |  |  | AF |  | 16mm² PVC insulated | m | 10 | 65 | 650 | 10 | 10 | 65 | 650 | 650
Section 3: Admin Block | Bill No. 16: Electrical Installations |  |  |  | AG |  | 16mm² hard drawn aluminium | m | 10 | 55 | 550 | 10 | 10 | 55 | 550 | 550
Section 3: Admin Block | Bill No. 16: Electrical Installations |  |  |  | AH |  | Supply and install Test terminals block with sliding lock in 100mmx100mm PVC box with cover, at bottom of each down conductor (450mm AFFL) complete with roll bolts. | No | 1 | 150 | 150 | 1 | 1 | 150 | 150 | 150
Section 3: Admin Block | Bill No. 16: Electrical Installations |  |  |  | AJ |  | 1,8 m Earth Rods | m | 1 | 700 | 700 | 1 | 1 | 700 | 700 | 700
Section 3: Admin Block | Bill No. 16: Electrical Installations |  |  |  | AK |  | Cadwelds/Bolted connections | No | 2 | 130 | 260 | 2 | 2 | 130 | 260 | 260
Section 3: Admin Block | Bill No. 16: Electrical Installations |  |  |  | AL |  | 16mm² to roof structures (Connection to roof sheet, with lugs) | m | 2 | 55 | 110 | 2 | 2 | 55 | 110 | 110
Section 3: Admin Block | Bill No. 16: Electrical Installations |  |  |  | AM |  | 70mm² to steel reinforcing | m | 10 | 200 | 2000 | 10 | 10 | 200 | 2000 | 2000
Section 3: Admin Block | Bill No. 16: Electrical Installations |  |  |  | AN |  | 70mm² to earth rods | m | 10 | 200 | 2000 | 10 | 10 | 200 | 2000 | 2000
Section 3: Admin Block | Bill No. 16: Electrical Installations | [5 empty] | Drilling | [7 empty] | 0 | 0
Section 3: Admin Block | Bill No. 16: Electrical Installations |  |  |  | AP |  | Drilling of 1,8m deep holes in solid rock | No | 1 | 1000 | 1000 | 1 | 1 | 1000 | 1000 | 1000
Section 3: Admin Block | Bill No. 16: Electrical Installations | [5 empty] | Accessories | [7 empty] | 0 | 0
Section 3: Admin Block | Bill No. 16: Electrical Installations |  |  |  | AQ |  | 25mm x 5mm copper plated flat bar DB | No | 1 | 145 | 145 | 1 | 1 | 145 | 145 | 145
Section 3: Admin Block | Bill No. 16: Electrical Installations |  |  |  | AR |  | Bonding strips for water pipe installations | No | 1 | 500 | 500 | 1 | 1 | 500 | 500 | 500
Section 3: Admin Block | Bill No. 16: Electrical Installations |  |  |  | AS |  | Testing to ensure that earthing are according to SABS specification, do all nessasary corrections to the existing installation in order to issue a new earthing and lightning certificate | No | 1 | 3500 | 3500 | 1 | 1 | 3500 | 3500 | 3500
Section 3: Admin Block | Bill No. 16: Electrical Installations | [5 empty] | TESTING AND COMMISSIONING | [7 empty] | 0 | 0
Section 3: Admin Block | Bill No. 16: Electrical Installations |  |  |  | AT |  | Testing and commission of the complete | [7 empty] | 0 | 0
Section 3: Admin Block | Bill No. 16: Electrical Installations | [5 empty] | electrical installation including DB CoC | Item | 1 | 5000 | 5000 | 1 | 1 | 5000 | 5000 | 5000
Section 3: Admin Block | Bill No. 17: Provisional Sums | [5 empty] | SECTION NO. 3 | [7 empty] | 0 | 0
Section 3: Admin Block | Bill No. 17: Provisional Sums | [5 empty] | LEPHADIMISHA - ADMIN BLOCK | [7 empty] | 0 | 0
Section 3: Admin Block | Bill No. 17: Provisional Sums | [5 empty] | BILL NO. 17 | [7 empty] | 0 | 0
Section 3: Admin Block | Bill No. 17: Provisional Sums | [5 empty] | PROVISIONAL SUM | [7 empty] | 0 | 0
Section 3: Admin Block | Bill No. 17: Provisional Sums | [5 empty] | NOTES | [7 empty] | 0 | 0
Section 3: Admin Block | Bill No. 17: Provisional Sums | [5 empty] | For preambles see "Model Preambles for Trades 2017" | [7 empty] | 0 | 0
Section 3: Admin Block | Bill No. 17: Provisional Sums | [5 empty] | DRAINAGE AND WATER RETICULATION SYSTEM | [7 empty] | 0 | 0
Section 3: Admin Block | Bill No. 17: Provisional Sums |  |  |  | A |  | Allow a provisional sum of R60 000 (Sixty Thousand Rand) for the supply and installation of the drainage and water reticulation system | Item | 1 | 60000 | 60000 | 1 | 1 | 60000 | 60000 | 60000
Section 3: Admin Block | Bill No. 17: Provisional Sums |  |  |  | B |  | Allow for attendance | % | 5% | 60000 | 3000 | 5% | 5% | 60000 | 3000 | 3000
Section 3: Admin Block | Bill No. 17: Provisional Sums |  |  |  | C |  | Allow for profit | % | 10% | 60000 | 6000 | 10% | 10% | 60000 | 6000 | 6000
Section 3: Admin Block | Bill No. 17: Provisional Sums | [5 empty] | FIRE EQUIPMENT | [7 empty] | 0 | 0
Section 3: Admin Block | Bill No. 17: Provisional Sums |  |  |  | D |  | Allow a provisional sum of R20 000 (Twenty Thousand Rand) for the supply and installation of fire equipment. | Item | 1 | 20000 | 20000 | 1 | 1 | 20000 | 20000 | 20000
Section 3: Admin Block | Bill No. 17: Provisional Sums |  |  |  | E |  | Allow for attendance | % | 5% | 20000 | 1000 | 5% | 5% | 20000 | 1000 | 1000
Section 3: Admin Block | Bill No. 17: Provisional Sums |  |  |  | F |  | Allow for profit | % | 10% | 20000 | 2000 | 10% | 10% | 20000 | 2000 | 2000
Section 3: Admin Block | Bill No. 17: Provisional Sums | [5 empty] | SIGNAGE | [7 empty] | 0 | 0
Section 3: Admin Block | Bill No. 17: Provisional Sums |  |  |  | G |  | Allow a sum of R 5 000 (Five Thousand Rands) for door letters and name plates including rectangular sign boards | Item | 1 | 5000 | 5000 | 1 | 1 | 5000 | 5000 | 5000
Section 3: Admin Block | Bill No. 17: Provisional Sums |  |  |  | H |  | Allow for attendance | % | 5% | 5000 | 250 | 5% | 5% | 5000 | 250 | 250
Section 3: Admin Block | Bill No. 17: Provisional Sums |  |  |  | J |  | Allow for profit | % | 10% | 5000 | 500 | 10% | 10% | 5000 | 500 | 500
Section 3: Admin Block | Bill No. 17: Provisional Sums | [5 empty] | SHELVING | [7 empty] | 0 | 0
Section 3: Admin Block | Bill No. 17: Provisional Sums |  |  |  | K |  | Allow a sum of R 280 000 (Two Hundred and Eighty Thousand Rands) for all Shelving including worktops. | Item | 1 | 280000 | 280000 | 1 | 1 | 280000 | 280000 | 280000
Section 3: Admin Block | Bill No. 17: Provisional Sums |  |  |  | L |  | Allow for attendance | % | 5% | 280000 | 14000 | 5% | 5% | 280000 | 14000 | 14000
Section 3: Admin Block | Bill No. 17: Provisional Sums |  |  |  | M |  | Allow for profit | % | 10% | 280000 | 28000 | 10% | 10% | 280000 | 28000 | 28000
Section 3: Admin Block | Bill No. 17: Provisional Sums | [5 empty] | LOOSE FURNITURE | [7 empty] | 0 | 0
Section 3: Admin Block | Bill No. 17: Provisional Sums |  |  |  | N |  | Allow a sum of R 150 000 (One Fifty Thousand Rands) for supply and delivery of loose furniture | Item | 1 | 150000 | 150000 | 1 | 1 | 150000 | 150000 | 150000
Section 3: Admin Block | Bill No. 17: Provisional Sums |  |  |  | P |  | Allow for attendance | % | 5% | 150000 | 7500 | 5% | 5% | 150000 | 7500 | 7500
Section 3: Admin Block | Bill No. 17: Provisional Sums |  |  |  | Q |  | Allow for profit | % | 10% | 150000 | 15000 | 10% | 10% | 150000 | 15000 | 15000
Section 4: Classroom Conversion to SNP Kitchen | Bill No. 1: Alterations | [5 empty] | SECTION NO. 4 | [7 empty] | 0 | 0
Section 4: Classroom Conversion to SNP Kitchen | Bill No. 1: Alterations | [5 empty] | LEPHADIMISHA - CLASSROOM CONVERSION TO SNP KITCHEN | [7 empty] | 0 | 0
Section 4: Classroom Conversion to SNP Kitchen | Bill No. 1: Alterations | [5 empty] | BILL NO. 1 | [7 empty] | 0 | 0
Section 4: Classroom Conversion to SNP Kitchen | Bill No. 1: Alterations | [5 empty] | ALTERATIONS | [7 empty] | 0 | 0
Section 4: Classroom Conversion to SNP Kitchen | Bill No. 1: Alterations | [5 empty] | NOTES | [7 empty] | 0 | 0
Section 4: Classroom Conversion to SNP Kitchen | Bill No. 1: Alterations | [5 empty] | For preambles see "Model Preambles for Trades 2017" | [7 empty] | 0 | 0
Section 4: Classroom Conversion to SNP Kitchen | Bill No. 1: Alterations | [5 empty] | SUPPLEMENTARY PREAMBLES | [7 empty] | 0 | 0
Section 4: Classroom Conversion to SNP Kitchen | Bill No. 1: Alterations | [5 empty] | View site | [7 empty] | 0 | 0
Section 4: Classroom Conversion to SNP Kitchen | Bill No. 1: Alterations | [5 empty] | Before submitting his tender the tenderer shall visit the site and satisfy himself as to the nature and extent of the work to be done and the value of the materials salvageable from the alterations. No claim for any variations of the contract sum in respect of the nature and extent of the work or of inferior or damaged materials will be entertained | [7 empty] | 0 | 0
Section 4: Classroom Conversion to SNP Kitchen | Bill No. 1: Alterations | [5 empty] | Explosives | [7 empty] | 0 | 0
Section 4: Classroom Conversion to SNP Kitchen | Bill No. 1: Alterations | [5 empty] | No explosives whatsoever may be used for alteration purposes unless otherwise stated | [7 empty] | 0 | 0
Section 4: Classroom Conversion to SNP Kitchen | Bill No. 1: Alterations | [5 empty] | General | [7 empty] | 0 | 0
Section 4: Classroom Conversion to SNP Kitchen | Bill No. 1: Alterations | [5 empty] | SCHOOL TO REMAIN OPERATIONAL: Tenderers are to note that all existing buildings of the facility will remain occupied and fully operational during the construction period and due allowance must be made for the work being carried out at such times and in such manner as directed by the Principal Agent to ensure the least interference with the routine of the School. | [7 empty] | 0 | 0
Section 4: Classroom Conversion to SNP Kitchen | Bill No. 1: Alterations | [5 empty] | Doors, fanlights, windows, fittings, frames, linings, etc which are to be re-used shall be thoroughly overhauled before refixing including taking off, easing and rehanging, cramping up, re-wedging as required and making good cramps, dowels, etc, and oiling, adjusting and repairing ironmongery as necessary, replacing any glass damaged in removal or subsequently and stopping up all nail and screw holes with tinted plastic wood to match timber, unless otherwise described. Re-painting or re-varnishing is given separately | [7 empty] | 0 | 0
Section 4: Classroom Conversion to SNP Kitchen | Bill No. 1: Alterations | [5 empty] | Prices for taking out of doors, windows, etc shall include for removal of all beads, architraves, ironmongery, etc | [7 empty] | 0 | 0
Section 4: Classroom Conversion to SNP Kitchen | Bill No. 1: Alterations | [5 empty] | Prices for taking out and removing doors and frames shall include for removing door stops, cabin hooks, etc | [7 empty] | 0 | 0
Section 4: Classroom Conversion to SNP Kitchen | Bill No. 1: Alterations | [5 empty] | With regard to building up of openings in existing walls, cement screeds and pavings, granolithic, tops of walls, etc, shall be levelled and prepared for raising of brickwork | [7 empty] | 0 | 0
Section 4: Classroom Conversion to SNP Kitchen | Bill No. 1: Alterations | [5 empty] | Making good of finishes shall include making good of the brick and concrete surfaces onto which the new finishes are applied, where necessary | [7 empty] | 0 | 0
Section 4: Classroom Conversion to SNP Kitchen | Bill No. 1: Alterations | [5 empty] | The contractor will be required to take all dimensions affecting the existing buildings on the site and he will be held solely responsible for the accuracy of all such dimensions where used in the manufacture of new items (doors, windows, fittings, etc) | [7 empty] | 0 | 0
Section 4: Classroom Conversion to SNP Kitchen | Bill No. 1: Alterations | [5 empty] | REMOVAL OF EXISTING WORK | [7 empty] | 0 | 0
Section 4: Classroom Conversion to SNP Kitchen | Bill No. 1: Alterations | [5 empty] | Breaking down and removing brickwork etc | [7 empty] | 0 | 0
Section 4: Classroom Conversion to SNP Kitchen | Bill No. 1: Alterations |  |  |  | A |  | One brick walls | m2 | 21 | 125 | 2625 | 21 | 21 | 125 | 2625 | 2625
Section 4: Classroom Conversion to SNP Kitchen | Bill No. 1: Alterations | [5 empty] | Taking out/off and removing sundry metalwork | [7 empty] | 0 | 0
Section 4: Classroom Conversion to SNP Kitchen | Bill No. 1: Alterations |  |  |  | B |  | 30mm Screeds from floors | m2 | 40 | 75 | 3000 | 40 | 40 | 75 | 3000 | 3000
Section 4: Classroom Conversion to SNP Kitchen | Bill No. 1: Alterations | [5 empty] | Taking out and removing glass and mirrors | [7 empty] | 0 | 0
Section 4: Classroom Conversion to SNP Kitchen | Bill No. 1: Alterations |  |  |  | C |  | Glass from steel windows, including cleaning out rebates and preparing for new glass | m2 | 15 | 65 | 975 | 15 | 15 | 65 | 975 | 975
Section 4: Classroom Conversion to SNP Kitchen | Bill No. 1: Alterations | [5 empty] | Taking out/off broken pin board and replace with new one | [7 empty] | 0 | 0
Section 4: Classroom Conversion to SNP Kitchen | Bill No. 1: Alterations |  |  |  | D |  | Model 2402 green type writing board, wall mounted board 2,00 x 1,20m high | No | 2 | 350 | 700 | 2 | 2 | 350 | 700 | 700
Section 4: Classroom Conversion to SNP Kitchen | Bill No. 1: Alterations | [5 empty] | Removing Broken ceiling and replace with new one | [7 empty] | 0 | 0
Section 4: Classroom Conversion to SNP Kitchen | Bill No. 1: Alterations |  |  |  | E |  | Ceilings and cornices | m2 | 63 | 25 | 1575 | 63 | 63 | 25 | 1575 | 1575
Section 4: Classroom Conversion to SNP Kitchen | Bill No. 2: Earthworks | [5 empty] | SECTION NO. 4 | [7 empty] | 0 | 0
Section 4: Classroom Conversion to SNP Kitchen | Bill No. 2: Earthworks | [5 empty] | LEPHADIMISHA - CLASSROOM CONVERSION TO SNP KITCHEN | [7 empty] | 0 | 0
Section 4: Classroom Conversion to SNP Kitchen | Bill No. 2: Earthworks | [5 empty] | BILL NO. 2 | [7 empty] | 0 | 0
Section 4: Classroom Conversion to SNP Kitchen | Bill No. 2: Earthworks |  |  |  |  | SANS 1200D | EARTHWORKS | [7 empty] | 0 | 0
Section 4: Classroom Conversion to SNP Kitchen | Bill No. 2: Earthworks | [5 empty] | NOTES | [7 empty] | 0 | 0
Section 4: Classroom Conversion to SNP Kitchen | Bill No. 2: Earthworks | [5 empty] | For preambles see "Model Preambles for Trades 2017" | [7 empty] | 0 | 0
Section 4: Classroom Conversion to SNP Kitchen | Bill No. 2: Earthworks | [5 empty] | SUPPLEMENTARY PREAMBLES | [7 empty] | 0 | 0
Section 4: Classroom Conversion to SNP Kitchen | Bill No. 2: Earthworks | [5 empty] | Nature of ground | [7 empty] | 0 | 0
Section 4: Classroom Conversion to SNP Kitchen | Bill No. 2: Earthworks | [5 empty] | Descriptions of excavations shall be deemed to include all ground conditions classifiable as "earth", and where conditions of a more difficult character are indicated, these are separately measured. | [7 empty] | 0 | 0
Section 4: Classroom Conversion to SNP Kitchen | Bill No. 2: Earthworks |  |  |  |  | 8.3 | SCHEDULED ITEMS | [7 empty] | 0 | 0
Section 4: Classroom Conversion to SNP Kitchen | Bill No. 2: Earthworks |  |  |  |  | 8.3.1 | Site preparation | [7 empty] | 0 | 0
Section 4: Classroom Conversion to SNP Kitchen | Bill No. 2: Earthworks |  |  |  | A | 8.3.1.1 | Rip and scarify in-situ 150mm layer free of organic material and compact to 93% Mod AASHTO density | m2 | 71 | 25 | 1775 | 71 | 71 | 25 | 1775 | 1775
Section 4: Classroom Conversion to SNP Kitchen | Bill No. 2: Earthworks |  |  |  | B | 8.3.1.2 | Remove topsoil to nominal depth 150mm, stockpile and maintain | m2 | 71 | 65 | 4615 | 71 | 71 | 65 | 4615 | 4615
Section 4: Classroom Conversion to SNP Kitchen | Bill No. 2: Earthworks | [5 empty] | EXCAVATION, FILLING, ETC | [7 empty] | 0 | 0
Section 4: Classroom Conversion to SNP Kitchen | Bill No. 2: Earthworks |  |  |  |  | 8.3.3 | Restricted Excavation | [7 empty] | 0 | 0
Section 4: Classroom Conversion to SNP Kitchen | Bill No. 2: Earthworks |  |  |  | C | 8.3.3.a.1) | Excavate for restricted footings in all materials | m3 | 7 | 85 | 595 | 7 | 7 | 85 | 595 | 595
Section 4: Classroom Conversion to SNP Kitchen | Bill No. 2: Earthworks | [5 empty] | Extra-over for | [7 empty] | 0 | 0
Section 4: Classroom Conversion to SNP Kitchen | Bill No. 2: Earthworks |  |  |  | D | 8.3.3.b.1) | Intermediate excavation | m3 | 0.7 | 95 | 66.5 | 0.7 | 0.7 | 95 | 66.5 | 66.5
Section 4: Classroom Conversion to SNP Kitchen | Bill No. 2: Earthworks |  |  |  | E | 8.3.3.b.2) | Hard rock excavation | m3 | 0.35 | 350 | 122.5 | 0.35 | 0.35 | 350 | 122.5 | 122.5
Section 4: Classroom Conversion to SNP Kitchen | Bill No. 2: Earthworks |  |  |  |  | 8.3.4 | Importing of Material | [7 empty] | 0 | 0
Section 4: Classroom Conversion to SNP Kitchen | Bill No. 2: Earthworks |  |  |  |  | 8.3.4.a) | Extra-over for importation of materials from commercial sources | [7 empty] | 0 | 0
Section 4: Classroom Conversion to SNP Kitchen | Bill No. 2: Earthworks |  |  |  | F |  | G5 material compacted in 150mm thick layers to 95% MOD AASHTO density at 1% to 2% optimum moisture content under footing | m3 | 5 | 320 | 1600 | 5 | 5 | 320 | 1600 | 1600
Section 4: Classroom Conversion to SNP Kitchen | Bill No. 2: Earthworks |  |  |  | G |  | G5 Material in layers compacted to 95% Mod AASHTO density in layers not exceeding 150mm under surface bed | m3 | 7 | 320 | 2240 | 7 | 7 | 320 | 2240 | 2240
Section 4: Classroom Conversion to SNP Kitchen | Bill No. 2: Earthworks |  |  |  | H | 8.3.6 | Overhaul | [7 empty] | 0 | 0
Section 4: Classroom Conversion to SNP Kitchen | Bill No. 2: Earthworks |  |  |  | I | 8.3.6.b) | Long overhaul in excess of 2km and within a 20km radius | m3.km | 84 | 8 | 672 | 84 | 84 | 8 | 672 | 672
Section 4: Classroom Conversion to SNP Kitchen | Bill No. 2: Earthworks | [5 empty] | SOIL POISONING | [7 empty] | 0 | 0
Section 4: Classroom Conversion to SNP Kitchen | Bill No. 2: Earthworks | [5 empty] | Soil insecticide in accordance with SANS 5859 | [7 empty] | 0 | 0
Section 4: Classroom Conversion to SNP Kitchen | Bill No. 2: Earthworks |  |  |  | J |  | Under floors etc. including forming and poisoning shallow furrows against foundation walls etc., filling in furrows and ramming | m2 | 89 | 35 | 3115 | 89 | 89 | 35 | 3115 | 3115
Section 4: Classroom Conversion to SNP Kitchen | Bill No. 3: Concrete (Structural) | [5 empty] | SECTION NO. 4 | [7 empty] | 0 | 0
Section 4: Classroom Conversion to SNP Kitchen | Bill No. 3: Concrete (Structural) | [5 empty] | LEPHADIMISHA - CLASSROOM CONVERSION TO SNP KITCHEN | [7 empty] | 0 | 0
Section 4: Classroom Conversion to SNP Kitchen | Bill No. 3: Concrete (Structural) | [5 empty] | BILL NO. 3 | [7 empty] | 0 | 0
Section 4: Classroom Conversion to SNP Kitchen | Bill No. 3: Concrete (Structural) |  |  |  |  | SANS 1200G | CONCRETE (STRUCTURAL) | [7 empty] | 0 | 0
Section 4: Classroom Conversion to SNP Kitchen | Bill No. 3: Concrete (Structural) | [5 empty] | NOTES | [7 empty] | 0 | 0
Section 4: Classroom Conversion to SNP Kitchen | Bill No. 3: Concrete (Structural) | [5 empty] | For preambles see "Model Preambles for Trades 2017" | [7 empty] | 0 | 0
Section 4: Classroom Conversion to SNP Kitchen | Bill No. 3: Concrete (Structural) | [5 empty] | SUPPLEMENTARY PREAMBLES | [7 empty] | 0 | 0
Section 4: Classroom Conversion to SNP Kitchen | Bill No. 3: Concrete (Structural) | [5 empty] | Cost of tests | [7 empty] | 0 | 0
Section 4: Classroom Conversion to SNP Kitchen | Bill No. 3: Concrete (Structural) | [5 empty] | The costs of making, storing and testing of concrete test cubes as required under clause 7 "Tests" of SANS 1200G shall include the cost of providing cube moulds necessary for the purpose, for testing costs and for submitting reports on the tests to the Supervisor. The testing shall be undertaken by an independent firm or institution nominated by the contractor to the approval of the Supervisor. (Test cubes are measured separately) | [7 empty] | 0 | 0
Section 4: Classroom Conversion to SNP Kitchen | Bill No. 3: Concrete (Structural) | [5 empty] | Formwork | [7 empty] | 0 | 0
Section 4: Classroom Conversion to SNP Kitchen | Bill No. 3: Concrete (Structural) | [5 empty] | Formwork to soffits of solids etc. shall be deemed to be slabs not exceeding 300mm thick unless otherwise described | [7 empty] | 0 | 0
Section 4: Classroom Conversion to SNP Kitchen | Bill No. 3: Concrete (Structural) | [5 empty] | Formwork to sides of bases, pile caps, ground beams, etc. will only be measured where it is prescribed by the engineer for design reasons. Formwork necessitated by irregularity or collapse of excavated faces will not be measured and the cost thereof shall be deemed to be included in the allowance for taking the risk of collapse of the sides of the excavations, provision for which is made in "Earthworks" | [7 empty] | 0 | 0
Section 4: Classroom Conversion to SNP Kitchen | Bill No. 3: Concrete (Structural) | [5 empty] | All H.D bolts, washers and nuts to be supplied by the contractor | [7 empty] | 0 | 0
Section 4: Classroom Conversion to SNP Kitchen | Bill No. 3: Concrete (Structural) | [5 empty] | Rates to include for sandblasting and galvanizing all bolts and metal work to applicable specification | [7 empty] | 0 | 0
Section 4: Classroom Conversion to SNP Kitchen | Bill No. 3: Concrete (Structural) |  |  |  |  | 8.2 | FORMWORK (PROVISIONAL) | [7 empty] | 0 | 0
Section 4: Classroom Conversion to SNP Kitchen | Bill No. 3: Concrete (Structural) |  |  |  |  | 8.2.1 | Rough formwork | [7 empty] | 0 | 0
Section 4: Classroom Conversion to SNP Kitchen | Bill No. 3: Concrete (Structural) |  |  |  | A |  | To sides footing | m2 | 10 | 285 | 2850 | 10 | 10 | 285 | 2850 | 2850
Section 4: Classroom Conversion to SNP Kitchen | Bill No. 3: Concrete (Structural) |  |  |  |  | 8.3 | REINFORCEMENT (PROVISIONAL) | [7 empty] | 0 | 0
Section 4: Classroom Conversion to SNP Kitchen | Bill No. 3: Concrete (Structural) |  |  |  |  | 8.3.1 | Steel Bars in Structural Steel | [7 empty] | 0 | 0
Section 4: Classroom Conversion to SNP Kitchen | Bill No. 3: Concrete (Structural) |  |  |  | B |  | high-tensile steel bars | t | 0.354 | 19500 | 6903 | 0.354 | 0.354 | 19500 | 6903 | 6903
Section 4: Classroom Conversion to SNP Kitchen | Bill No. 3: Concrete (Structural) |  |  |  |  | 8.3.2 | High-tensile welded mesh | [7 empty] | 0 | 0
Section 4: Classroom Conversion to SNP Kitchen | Bill No. 3: Concrete (Structural) |  |  |  | C |  | Ref 395 layer mesh in surface bed | m2 | 23 | 145 | 3335 | 23 | 23 | 145 | 3335 | 3335
Section 4: Classroom Conversion to SNP Kitchen | Bill No. 3: Concrete (Structural) |  |  |  |  | 8.4 | CONCRETE | [7 empty] | 0 | 0
Section 4: Classroom Conversion to SNP Kitchen | Bill No. 3: Concrete (Structural) |  |  |  |  | 8.4.2 | 50mm Blinding Layer in 15MPa/19mm | [7 empty] | 0 | 0
Section 4: Classroom Conversion to SNP Kitchen | Bill No. 3: Concrete (Structural) |  |  |  | F |  | Under footings and bases | m3 | 2 | 2000 | 4000 | 2 | 2 | 2000 | 4000 | 4000
Section 4: Classroom Conversion to SNP Kitchen | Bill No. 3: Concrete (Structural) | [5 empty] | Reinforced Concrete 25MPa/19mm | [7 empty] | 0 | 0
Section 4: Classroom Conversion to SNP Kitchen | Bill No. 3: Concrete (Structural) |  |  |  | G |  | In surface bed | m3 | 2 | 2200 | 4400 | 2 | 2 | 2200 | 4400 | 4400
Section 4: Classroom Conversion to SNP Kitchen | Bill No. 3: Concrete (Structural) |  |  |  | H |  | In Thickening | m3 | 2 | 2200 | 4400 | 2 | 2 | 2200 | 4400 | 4400
Section 4: Classroom Conversion to SNP Kitchen | Bill No. 3: Concrete (Structural) |  |  |  | I |  | In footing | m3 | 4 | 2200 | 8800 | 4 | 4 | 2200 | 8800 | 8800
Section 4: Classroom Conversion to SNP Kitchen | Bill No. 3: Concrete (Structural) | [5 empty] | Test Cubes | [7 empty] | 0 | 0
Section 4: Classroom Conversion to SNP Kitchen | Bill No. 3: Concrete (Structural) |  |  |  | K |  | Making and testing 150 x 150 x 150mm concrete strength test cube. (Provisional) | No | 35 | 650 | 22750 | 35 | 35 | 650 | 22750 | 22750
Section 4: Classroom Conversion to SNP Kitchen | Bill No. 3: Concrete (Structural) |  |  |  |  | 8.4.4 | Unformed Surface Finishes | [7 empty] | 0 | 0
Section 4: Classroom Conversion to SNP Kitchen | Bill No. 3: Concrete (Structural) |  |  |  |  | 8.4.4.c) | Wooden floated finish | [7 empty] | 0 | 0
Section 4: Classroom Conversion to SNP Kitchen | Bill No. 3: Concrete (Structural) |  |  |  | L |  | Top of surface bed | m2 | 21 | 15 | 315 | 21 | 21 | 15 | 315 | 315
Section 4: Classroom Conversion to SNP Kitchen | Bill No. 3: Concrete (Structural) |  |  |  |  | 8.5 | Movement Joints, Etc. | [7 empty] | 0 | 0
Section 4: Classroom Conversion to SNP Kitchen | Bill No. 3: Concrete (Structural) |  |  |  | O |  | 10mm expansion joints in concrete slab with 10mm Jointex. Once the concrete is set rake out the top 10mm of Jointex and seal with approved polysulphide or similar joint sealant. | m | 15 | 95 | 1425 | 15 | 15 | 95 | 1425 | 1425
Section 4: Classroom Conversion to SNP Kitchen | Bill No. 3: Concrete (Structural) |  |  |  | P |  | Expansion joints with 10mm bitumen impregnated softboard or closed cell expanded polyethylene between vertical concrete and brick surfaces | m | 15 | 95 | 1425 | 15 | 15 | 95 | 1425 | 1425
Section 4: Classroom Conversion to SNP Kitchen | Bill No. 4: Masonry | [5 empty] | SECTION NO. 4 | [7 empty] | 0 | 0
Section 4: Classroom Conversion to SNP Kitchen | Bill No. 4: Masonry | [5 empty] | LEPHADIMISHA - CLASSROOM CONVERSION TO SNP KITCHEN | [7 empty] | 0 | 0
Section 4: Classroom Conversion to SNP Kitchen | Bill No. 4: Masonry | [5 empty] | BILL NO. 4 | [7 empty] | 0 | 0
Section 4: Classroom Conversion to SNP Kitchen | Bill No. 4: Masonry | [5 empty] | MASONRY | [7 empty] | 0 | 0
Section 4: Classroom Conversion to SNP Kitchen | Bill No. 4: Masonry | [5 empty] | NOTES | [7 empty] | 0 | 0
Section 4: Classroom Conversion to SNP Kitchen | Bill No. 4: Masonry | [5 empty] | For preambles see "Model Preambles for Trades 2017" | [7 empty] | 0 | 0
Section 4: Classroom Conversion to SNP Kitchen | Bill No. 4: Masonry | [5 empty] | SUPPLEMENTARY PREAMBLES | [7 empty] | 0 | 0
Section 4: Classroom Conversion to SNP Kitchen | Bill No. 4: Masonry | [5 empty] | Where sizes in descriptions are given in brick units, "one brick" shall represent the length and "half brick the width of the brick | [7 empty] | 0 | 0
Section 4: Classroom Conversion to SNP Kitchen | Bill No. 4: Masonry | [5 empty] | Face bricks | [7 empty] | 0 | 0
Section 4: Classroom Conversion to SNP Kitchen | Bill No. 4: Masonry | [5 empty] | Bricks shall be ordered timeously to obtain uniformity in size and colour | [7 empty] | 0 | 0
Section 4: Classroom Conversion to SNP Kitchen | Bill No. 4: Masonry | [5 empty] | Pointing | [7 empty] | 0 | 0
Section 4: Classroom Conversion to SNP Kitchen | Bill No. 4: Masonry | [5 empty] | Descriptions of recessed pointing to fair face brickwork and face brickwork shall be deemed to include square recessed, hollow recessed, weathered pointing, etc. | [7 empty] | 0 | 0
Section 4: Classroom Conversion to SNP Kitchen | Bill No. 4: Masonry | [5 empty] | Reinforced brick lintels | [7 empty] | 0 | 0
Section 4: Classroom Conversion to SNP Kitchen | Bill No. 4: Masonry | [5 empty] | Lintels shall bear at least 160mm onto adjacent walling. Where such bearing cannot be obtained due to the proximity of adjacent openings the lintel shall be continuous | [7 empty] | 0 | 0
Section 4: Classroom Conversion to SNP Kitchen | Bill No. 4: Masonry | [5 empty] | BRICKWORK | [7 empty] | 0 | 0
Section 4: Classroom Conversion to SNP Kitchen | Bill No. 4: Masonry | [5 empty] | FOUNDATION | [7 empty] | 0 | 0
Section 4: Classroom Conversion to SNP Kitchen | Bill No. 4: Masonry | [5 empty] | Brickwork of NFP bricks in class II mortar | [7 empty] | 0 | 0
Section 4: Classroom Conversion to SNP Kitchen | Bill No. 4: Masonry |  |  |  | A |  | One brick wall | m2 | 13 | 295 | 3835 | 13 | 13 | 295 | 3835 | 3835
Section 4: Classroom Conversion to SNP Kitchen | Bill No. 4: Masonry | [5 empty] | SUPERSTRUCTURE | [7 empty] | 0 | 0
Section 4: Classroom Conversion to SNP Kitchen | Bill No. 4: Masonry | [5 empty] | Brickwork of NFP bricks in class II mortar | [7 empty] | 0 | 0
Section 4: Classroom Conversion to SNP Kitchen | Bill No. 4: Masonry |  |  |  | B |  | One brick wall | m2 | 72 | 295 | 21240 | 72 | 72 | 295 | 21240 | 21240
Section 4: Classroom Conversion to SNP Kitchen | Bill No. 4: Masonry |  |  |  | B |  | Half brick wall | m2 | 20 | 245 | 4900 | 20 | 20 | 245 | 4900 | 4900
Section 4: Classroom Conversion to SNP Kitchen | Bill No. 4: Masonry | [5 empty] | Brick-on-edge header course copings, sills, face bricks pointed with recessed joints on all exposed faces | [7 empty] | 0 | 0
Section 4: Classroom Conversion to SNP Kitchen | Bill No. 4: Masonry |  |  |  | C |  | Window sills | m | 4 | 300 | 1200 | 4 | 4 | 300 | 1200 | 1200
Section 4: Classroom Conversion to SNP Kitchen | Bill No. 4: Masonry | [5 empty] | Prestressed fabricated concrete lintels including necessary temporary supports | [7 empty] | 0 | 0
Section 4: Classroom Conversion to SNP Kitchen | Bill No. 4: Masonry |  |  |  | D |  | 110 x 75mm Standard precast concrete lintels to openings in brickwork not exceeding 2000mm In width, minimum bearing distance to be 115mm | m | 18 | 95 | 1710 | 18 | 18 | 95 | 1710 | 1710
Section 4: Classroom Conversion to SNP Kitchen | Bill No. 4: Masonry | [5 empty] | Turning pieces | [7 empty] | 0 | 0
Section 4: Classroom Conversion to SNP Kitchen | Bill No. 4: Masonry |  |  |  | E |  | 230mm Wide turning piece to lintels, etc. | m | 34 | 65 | 2210 | 34 | 34 | 65 | 2210 | 2210
Section 4: Classroom Conversion to SNP Kitchen | Bill No. 4: Masonry | [5 empty] | FACE BRICKWORK | [7 empty] | 0 | 0
Section 4: Classroom Conversion to SNP Kitchen | Bill No. 4: Masonry | [5 empty] | User note | [7 empty] | 0 | 0
Section 4: Classroom Conversion to SNP Kitchen | Bill No. 4: Masonry | [5 empty] | Face bricks pointed with recessed horizontal and vertical joints | [7 empty] | 0 | 0
Section 4: Classroom Conversion to SNP Kitchen | Bill No. 4: Masonry |  |  |  | F |  | Extra over brickwork for face brickwork | m2 | 17 | 550 | 9350 | 17 | 17 | 550 | 9350 | 9350
Section 4: Classroom Conversion to SNP Kitchen | Bill No. 4: Masonry |  |  |  | G |  | Brick on edge for face brickwork | m | 7 | 300 | 2100 | 7 | 7 | 300 | 2100 | 2100
Section 4: Classroom Conversion to SNP Kitchen | Bill No. 4: Masonry | [5 empty] | SUNDRIES | [7 empty] | 0 | 0
Section 4: Classroom Conversion to SNP Kitchen | Bill No. 4: Masonry | [5 empty] | Brickwork reinforcement | [7 empty] | 0 | 0
Section 4: Classroom Conversion to SNP Kitchen | Bill No. 4: Masonry |  |  |  | H |  | 75mm Wide brick reinforcement | m | 80 | 10 | 800 | 80 | 80 | 10 | 800 | 800
Section 4: Classroom Conversion to SNP Kitchen | Bill No. 4: Masonry |  |  |  | I |  | 150mm Wide brick reinforcement | m | 185 | 15 | 2775 | 185 | 185 | 15 | 2775 | 2775
Section 4: Classroom Conversion to SNP Kitchen | Bill No. 5: Waterproofing | [5 empty] | SECTION NO. 4 | [7 empty] | 0 | 0
Section 4: Classroom Conversion to SNP Kitchen | Bill No. 5: Waterproofing | [5 empty] | LEPHADIMISHA - CLASSROOM CONVERSION TO SNP KITCHEN | [7 empty] | 0 | 0
Section 4: Classroom Conversion to SNP Kitchen | Bill No. 5: Waterproofing | [5 empty] | BILL NO. 5 | [7 empty] | 0 | 0
Section 4: Classroom Conversion to SNP Kitchen | Bill No. 5: Waterproofing | [5 empty] | WATERPROOFING | [7 empty] | 0 | 0
Section 4: Classroom Conversion to SNP Kitchen | Bill No. 5: Waterproofing | [5 empty] | NOTES | [7 empty] | 0 | 0
Section 4: Classroom Conversion to SNP Kitchen | Bill No. 5: Waterproofing | [5 empty] | For preambles see "Model Preambles for Trades 2017" | [7 empty] | 0 | 0
Section 4: Classroom Conversion to SNP Kitchen | Bill No. 5: Waterproofing | [5 empty] | SUPPLEMENTARY PREAMBLES | [7 empty] | 0 | 0
Section 4: Classroom Conversion to SNP Kitchen | Bill No. 5: Waterproofing | [5 empty] | Waterproofing of roofs, basements, etc. shall be laid under a ten year guarantee. Waterproofing to roofs shall be laid to even falls to outlets etc. with necessary ridges, hips and valleys. Descriptions of sheet or membrane waterproofing shall be deemed to include additional labour to turn-ups and turn-downs. | [7 empty] | 0 | 0
Section 4: Classroom Conversion to SNP Kitchen | Bill No. 5: Waterproofing | [5 empty] | All the components to be cleaned and surveyed for defects and cracks, etc. before the application /installation of any form of water proofing. | [7 empty] | 0 | 0
Section 4: Classroom Conversion to SNP Kitchen | Bill No. 5: Waterproofing | [5 empty] | DAMPPROOFING OF WALLS AND FLOORS | [7 empty] | 0 | 0
Section 4: Classroom Conversion to SNP Kitchen | Bill No. 5: Waterproofing | [5 empty] | One layer of 375 Micron Consol Plastics Brikgrip DPC embossed damp proof course | [7 empty] | 0 | 0
Section 4: Classroom Conversion to SNP Kitchen | Bill No. 5: Waterproofing |  |  |  | A |  | In walls | m2 | 15 | 65 | 975 | 15 | 15 | 65 | 975 | 975
Section 4: Classroom Conversion to SNP Kitchen | Bill No. 5: Waterproofing | [5 empty] | One layer of 250 Micron "Plastall Gunplas USB Green" waterproof sheeting Type C, sealed at laps with "Gunplas Pressure Sensitive Tape" | [7 empty] | 0 | 0
Section 4: Classroom Conversion to SNP Kitchen | Bill No. 5: Waterproofing |  |  |  | B |  | To floors | m2 | 21 | 65 | 1365 | 21 | 21 | 65 | 1365 | 1365
Section 4: Classroom Conversion to SNP Kitchen | Bill No. 6: Capentry | [5 empty] | SECTION NO. 4 | [7 empty] | 0 | 0
Section 4: Classroom Conversion to SNP Kitchen | Bill No. 6: Capentry | [5 empty] | LEPHADIMISHA - CLASSROOM CONVERSION TO SNP KITCHEN | [7 empty] | 0 | 0
Section 4: Classroom Conversion to SNP Kitchen | Bill No. 6: Capentry | [5 empty] | BILL NO. 6 | [7 empty] | 0 | 0
Section 4: Classroom Conversion to SNP Kitchen | Bill No. 6: Capentry | [5 empty] | CARPENTRY AND JOINERY | [7 empty] | 0 | 0
Section 4: Classroom Conversion to SNP Kitchen | Bill No. 6: Capentry | [5 empty] | NOTES | [7 empty] | 0 | 0
Section 4: Classroom Conversion to SNP Kitchen | Bill No. 6: Capentry | [5 empty] | For preambles see "Model Preambles for Trades 2017" | [7 empty] | 0 | 0
Section 4: Classroom Conversion to SNP Kitchen | Bill No. 6: Capentry | [5 empty] | SUPPLEMENTARY PREAMBLES | [7 empty] | 0 | 0
Section 4: Classroom Conversion to SNP Kitchen | Bill No. 6: Capentry | [5 empty] | Fixing | [7 empty] | 0 | 0
Section 4: Classroom Conversion to SNP Kitchen | Bill No. 6: Capentry | [5 empty] | Items described as "nailed" shall be deemed to be fixed with hardened steel nails or pins, or to be shot-pinned, to brickwork or concrete | [7 empty] | 0 | 0
Section 4: Classroom Conversion to SNP Kitchen | Bill No. 6: Capentry | [5 empty] | Items described as "plugged" shall be deemed to include screwing to fibre, plastic or metal plugs at not exceeding 500mm centres, and where described as "bolted", the bolts have been given elsewhere | [7 empty] | 0 | 0
Section 4: Classroom Conversion to SNP Kitchen | Bill No. 6: Capentry | [5 empty] | Joinery | [7 empty] | 0 | 0
Section 4: Classroom Conversion to SNP Kitchen | Bill No. 6: Capentry | [5 empty] | Descriptions of frames shall be deemed to include frames, transoms, rails, etc. | [7 empty] | 0 | 0
Section 4: Classroom Conversion to SNP Kitchen | Bill No. 6: Capentry | [5 empty] | Descriptions of hardwood joinery shall be deemed to include sinking and pelleting heads and nuts of bolts | [7 empty] | 0 | 0
Section 4: Classroom Conversion to SNP Kitchen | Bill No. 6: Capentry | [5 empty] | Decorative thermosetting plastic laminate covering | [7 empty] | 0 | 0
Section 4: Classroom Conversion to SNP Kitchen | Bill No. 6: Capentry | [5 empty] | Laminate covering shall be glued under pressure and edge strips of same shall be butt jointed at junctions with adjacent similar finish | [7 empty] | 0 | 0
Section 4: Classroom Conversion to SNP Kitchen | Bill No. 6: Capentry | [5 empty] | Dimensions in descriptions of trusses are nominal and actual measurements are to be obtained from the architect/engineer and/or taken on site before design or fabrication commences | [7 empty] | 0 | 0
Section 4: Classroom Conversion to SNP Kitchen | Bill No. 6: Capentry | [5 empty] | DOORS, FRAMES ETC | [7 empty] | 0 | 0
Section 4: Classroom Conversion to SNP Kitchen | Bill No. 6: Capentry | [5 empty] | Wooden Doors | [7 empty] | 0 | 0
Section 4: Classroom Conversion to SNP Kitchen | Bill No. 6: Capentry |  |  |  | A |  | Size 813x2032x40mm semi solid core door. finish with 1 coat universal undercoat and 2 coats Enamel paint. Galvanized Finish (T01) | No | 1 | 2300 | 2300 | 1 | 1 | 2300 | 2300 | 2300
Section 4: Classroom Conversion to SNP Kitchen | Bill No. 6: Capentry |  |  |  | B |  | Size 813x2032x40mm semi solid core door. finish with 1 coat universal undercoat and 2 coats Enamel paint. Galvanized Finish (TO2) | No | 4 | 2300 | 9200 | 4 | 4 | 2300 | 9200 | 9200
Section 4: Classroom Conversion to SNP Kitchen | Bill No. 6: Capentry |  |  |  | C |  | Size 813x2032x40mm semi solid core door with louvre. finish with 1 coat universal undercoat and 2 coats Enamel paint. Galvanized Finish (TO3) | No | 1 | 2300 | 2300 | 1 | 1 | 2300 | 2300 | 2300
Section 4: Classroom Conversion to SNP Kitchen | Bill No. 6: Capentry | [5 empty] | SKIRTING | [7 empty] | 0 | 0
Section 4: Classroom Conversion to SNP Kitchen | Bill No. 6: Capentry | [5 empty] | MERANTI SKIRTING: | [7 empty] | 0 | 0
Section 4: Classroom Conversion to SNP Kitchen | Bill No. 6: Capentry |  |  |  | D |  | 69mm x 19mm selected wrot Meranti skirting, slightly rounded on top leading edge and ploughed on rear face, needle steel nailed to walls at 600mm centres. The skirting is to have splayed header joints and mitred angles. Finish skirting with 25 x 25 mm selected wrot Meranti quarter round, needle steel nailed to wall through skirting @ 600mm centres. | m | 73 | 75 | 5475 | 73 | 73 | 75 | 5475 | 5475
Section 4: Classroom Conversion to SNP Kitchen | Bill No. 7: Ceilings and Partitions | [5 empty] | SECTION NO. 4 | [7 empty] | 0 | 0
Section 4: Classroom Conversion to SNP Kitchen | Bill No. 7: Ceilings and Partitions | [5 empty] | LEPHADIMISHA - CLASSROOM CONVERSION TO SNP KITCHEN | [7 empty] | 0 | 0
Section 4: Classroom Conversion to SNP Kitchen | Bill No. 7: Ceilings and Partitions | [5 empty] | BILL NO. 7 | [7 empty] | 0 | 0
Section 4: Classroom Conversion to SNP Kitchen | Bill No. 7: Ceilings and Partitions | [5 empty] | CEILINGS AND PARTITIONS | [7 empty] | 0 | 0
Section 4: Classroom Conversion to SNP Kitchen | Bill No. 7: Ceilings and Partitions | [5 empty] | NOTES | [7 empty] | 0 | 0
Section 4: Classroom Conversion to SNP Kitchen | Bill No. 7: Ceilings and Partitions | [5 empty] | For preambles see "Model Preambles for Trades 2017" | [7 empty] | 0 | 0
Section 4: Classroom Conversion to SNP Kitchen | Bill No. 7: Ceilings and Partitions | [5 empty] | SUPPLEMENTARY PREAMBLES | [7 empty] | 0 | 0
Section 4: Classroom Conversion to SNP Kitchen | Bill No. 7: Ceilings and Partitions | [5 empty] | Fixing | [7 empty] | 0 | 0
Section 4: Classroom Conversion to SNP Kitchen | Bill No. 7: Ceilings and Partitions | [5 empty] | Items described as "nailed" shall be deemed to be fixed with hardened steel nails or pins, or to be shot-pinned, to brickwork or concrete | [7 empty] | 0 | 0
Section 4: Classroom Conversion to SNP Kitchen | Bill No. 7: Ceilings and Partitions | [5 empty] | Items described as "plugged" shall be deemed to include screwing to fibre, plastic or metal plugs at not exceeding 500mm centres, and where described as "bolted", the bolts have been given elsewhere | [7 empty] | 0 | 0
Section 4: Classroom Conversion to SNP Kitchen | Bill No. 7: Ceilings and Partitions | [5 empty] | Ceilings | [7 empty] | 0 | 0
Section 4: Classroom Conversion to SNP Kitchen | Bill No. 7: Ceilings and Partitions | [5 empty] | Unless otherwise described ceilings shall be deemed to be horizontal | [7 empty] | 0 | 0
Section 4: Classroom Conversion to SNP Kitchen | Bill No. 7: Ceilings and Partitions | [5 empty] | Electrical light fittings, diffusers, panels etc are generally "lay-in" units of the same dimensions as the suspension grid described and allowance must be made in the rates accordingly for their support inclusive of any flexibility in setting out that may be required (ceiling panels have not been deducted and pricing is to take cognisance thereof) | [7 empty] | 0 | 0
Section 4: Classroom Conversion to SNP Kitchen | Bill No. 7: Ceilings and Partitions | [5 empty] | Steel components | [7 empty] | 0 | 0
Section 4: Classroom Conversion to SNP Kitchen | Bill No. 7: Ceilings and Partitions | [5 empty] | All steel components for ceilings, partitions, etc. are to be galvanised in accordance with SANS 121 | [7 empty] | 0 | 0
Section 4: Classroom Conversion to SNP Kitchen | Bill No. 7: Ceilings and Partitions | [5 empty] | NAILED UP CEILINGS | [7 empty] | 0 | 0
Section 4: Classroom Conversion to SNP Kitchen | Bill No. 7: Ceilings and Partitions | [5 empty] | 6mm Gypsum ceiling Board fixed to 38x38mm SAP battens. | [7 empty] | 0 | 0
Section 4: Classroom Conversion to SNP Kitchen | Bill No. 7: Ceilings and Partitions |  |  |  | A |  | Ceilings including as pine brandering at 500mm centres in both directions, | m2 | 62 | 185 | 11470 | 62 | 62 | 185 | 11470 | 11470
Section 4: Classroom Conversion to SNP Kitchen | Bill No. 7: Ceilings and Partitions |  |  |  | B |  | Extra over ceiling for 600 x 600mm trap door | No | 3 | 500 | 1500 | 3 | 3 | 500 | 1500 | 1500
Section 4: Classroom Conversion to SNP Kitchen | Bill No. 7: Ceilings and Partitions | [5 empty] | CORNICES | [7 empty] | 0 | 0
Section 4: Classroom Conversion to SNP Kitchen | Bill No. 7: Ceilings and Partitions |  |  |  | C |  | 75mm Gypsum coved cornice nailed to wall and ceiling. | m | 71 | 85 | 6035 | 71 | 71 | 85 | 6035 | 6035
Section 4: Classroom Conversion to SNP Kitchen | Bill No. 7: Ceilings and Partitions | [5 empty] | INSULATION | [7 empty] | 0 | 0
Section 4: Classroom Conversion to SNP Kitchen | Bill No. 7: Ceilings and Partitions | [5 empty] | Non-combustible fibreglass insulation of a density of not less than 10kg/m3 bonded with an inert thermo-setting resin | [7 empty] | 0 | 0
Section 4: Classroom Conversion to SNP Kitchen | Bill No. 7: Ceilings and Partitions |  |  |  | D |  | Aerolite Pink 50mm | m2 | 62 | 185 | 11470 | 62 | 62 | 185 | 11470 | 11470
Section 4: Classroom Conversion to SNP Kitchen | Bill No. 8: Floor Coverings | [5 empty] | SECTION NO. 4 | [7 empty] | 0 | 0
Section 4: Classroom Conversion to SNP Kitchen | Bill No. 8: Floor Coverings | [5 empty] | LEPHADIMISHA - CLASSROOM CONVERSION TO SNP KITCHEN | [7 empty] | 0 | 0
Section 4: Classroom Conversion to SNP Kitchen | Bill No. 8: Floor Coverings | [5 empty] | BILL NO. 8 | [7 empty] | 0 | 0
Section 4: Classroom Conversion to SNP Kitchen | Bill No. 8: Floor Coverings | [5 empty] | FLOOR COVERINGS | [7 empty] | 0 | 0
Section 4: Classroom Conversion to SNP Kitchen | Bill No. 8: Floor Coverings | [5 empty] | NOTES | [7 empty] | 0 | 0
Section 4: Classroom Conversion to SNP Kitchen | Bill No. 8: Floor Coverings | [5 empty] | For preambles see "Model Preambles for Trades 2017" | [7 empty] | 0 | 0
Section 4: Classroom Conversion to SNP Kitchen | Bill No. 8: Floor Coverings | [5 empty] | SUPPLEMENTARY PREAMBLES | [7 empty] | 0 | 0
Section 4: Classroom Conversion to SNP Kitchen | Bill No. 8: Floor Coverings | [5 empty] | Proprietary Products In Descriptions Proprietary products shall be deemed to include the statement "or similarly approved" in the description specified. Substitute products of similar quality and specification may be used with prior approval by the Principal Agent. | [7 empty] | 0 | 0
Section 4: Classroom Conversion to SNP Kitchen | Bill No. 8: Floor Coverings | [5 empty] | VINYL SHEET | [7 empty] | 0 | 0
Section 4: Classroom Conversion to SNP Kitchen | Bill No. 8: Floor Coverings | [5 empty] | FloorworX Superflex fully flexible vinyl floor sheeting 1,2m wide x 2mm thick x 15m long (Subfloor measured elsewhere) | [7 empty] | 0 | 0
Section 4: Classroom Conversion to SNP Kitchen | Bill No. 8: Floor Coverings |  |  |  | A |  | On floors | m2 | 62 | 400 | 24800 | 62 | 62 | 400 | 24800 | 24800
Section 4: Classroom Conversion to SNP Kitchen | Bill No. 8: Floor Coverings | [5 empty] | POLISH, SEALERS, ETC | [7 empty] | 0 | 0
Section 4: Classroom Conversion to SNP Kitchen | Bill No. 8: Floor Coverings |  |  |  | B |  | Two coats wax polish on vinly floors | m2 | 62 | 30 | 1860 | 62 | 62 | 30 | 1860 | 1860
Section 4: Classroom Conversion to SNP Kitchen | Bill No. 10: Ironmongery | [5 empty] | SECTION NO. 4 | [7 empty] | 0 | 0
Section 4: Classroom Conversion to SNP Kitchen | Bill No. 10: Ironmongery | [5 empty] | LEPHADIMISHA - CLASSROOM CONVERSION TO SNP KITCHEN | [7 empty] | 0 | 0
Section 4: Classroom Conversion to SNP Kitchen | Bill No. 10: Ironmongery | [5 empty] | BILL NO. 10 | [7 empty] | 0 | 0
Section 4: Classroom Conversion to SNP Kitchen | Bill No. 10: Ironmongery | [5 empty] | IRONMONGERY | [7 empty] | 0 | 0
Section 4: Classroom Conversion to SNP Kitchen | Bill No. 10: Ironmongery | [5 empty] | NOTES | [7 empty] | 0 | 0
Section 4: Classroom Conversion to SNP Kitchen | Bill No. 10: Ironmongery | [5 empty] | For preambles see "Model Preambles for Trades 2017" | [7 empty] | 0 | 0
Section 4: Classroom Conversion to SNP Kitchen | Bill No. 10: Ironmongery | [5 empty] | HINGES, BOLTS, ETC | [7 empty] | 0 | 0
Section 4: Classroom Conversion to SNP Kitchen | Bill No. 10: Ironmongery |  |  |  | A |  | 100 x 75mm Aluminium hinge with stainless steel washers | No | 12 | 200 | 2400 | 12 | 12 | 200 | 2400 | 2400
Section 4: Classroom Conversion to SNP Kitchen | Bill No. 10: Ironmongery |  |  |  | B |  | 150mm Chromium plated barrel bolt | No | 12 | 200 | 2400 | 12 | 12 | 200 | 2400 | 2400
Section 4: Classroom Conversion to SNP Kitchen | Bill No. 10: Ironmongery | [5 empty] | DOOR LOCKSETS, HANDLES etc. | [7 empty] | 0 | 0
Section 4: Classroom Conversion to SNP Kitchen | Bill No. 10: Ironmongery |  |  |  | C |  | 3 lever mortice lock or similar approved | No | 6 | 450 | 2700 | 6 | 6 | 450 | 2700 | 2700
Section 4: Classroom Conversion to SNP Kitchen | Bill No. 10: Ironmongery |  |  |  | D |  | 75 x 150mm anodised aluminium pull door handles with back plates | No | 6 | 650 | 3900 | 6 | 6 | 650 | 3900 | 3900
Section 4: Classroom Conversion to SNP Kitchen | Bill No. 10: Ironmongery |  |  |  | E |  | 90 x 150mm anodised aluminium pull door handles with back plates | No | 6 | 650 | 3900 | 6 | 6 | 650 | 3900 | 3900
Section 4: Classroom Conversion to SNP Kitchen | Bill No. 10: Ironmongery | [5 empty] | PUSH PLATES AND KICKING PLATES | [7 empty] | 0 | 0
Section 4: Classroom Conversion to SNP Kitchen | Bill No. 10: Ironmongery |  |  |  | F |  | 079/160 160 x 160 x 1.6mm push plate SS | No | 6 | 850 | 5100 | 6 | 6 | 850 | 5100 | 5100
Section 4: Classroom Conversion to SNP Kitchen | Bill No. 10: Ironmongery |  |  |  | G |  | SS5089-650W. Kick plate 813mm x 900mm high | No | 6 | 850 | 5100 | 6 | 6 | 850 | 5100 | 5100
Section 4: Classroom Conversion to SNP Kitchen | Bill No. 10: Ironmongery | [5 empty] | DOOR STOP | [7 empty] | 0 | 0
Section 4: Classroom Conversion to SNP Kitchen | Bill No. 10: Ironmongery |  |  |  | H |  | Half Moon Satin Nickel Door Stopper | No | 6 | 80 | 480 | 6 | 6 | 80 | 480 | 480
Section 4: Classroom Conversion to SNP Kitchen | Bill No. 11: Metalwork | [5 empty] | SECTION NO. 4 | [7 empty] | 0 | 0
Section 4: Classroom Conversion to SNP Kitchen | Bill No. 11: Metalwork | [5 empty] | LEPHADIMISHA - CLASSROOM CONVERSION TO SNP KITCHEN | [7 empty] | 0 | 0
Section 4: Classroom Conversion to SNP Kitchen | Bill No. 11: Metalwork | [5 empty] | BILL NO. 11 | [7 empty] | 0 | 0
Section 4: Classroom Conversion to SNP Kitchen | Bill No. 11: Metalwork | [5 empty] | METALWORK | [7 empty] | 0 | 0
Section 4: Classroom Conversion to SNP Kitchen | Bill No. 11: Metalwork | [5 empty] | NOTES | [7 empty] | 0 | 0
Section 4: Classroom Conversion to SNP Kitchen | Bill No. 11: Metalwork | [5 empty] | For preambles see "Model Preambles for Trades 2017" | [7 empty] | 0 | 0
Section 4: Classroom Conversion to SNP Kitchen | Bill No. 11: Metalwork | [5 empty] | SUPPLEMENTARY PREAMBLES | [7 empty] | 0 | 0
Section 4: Classroom Conversion to SNP Kitchen | Bill No. 11: Metalwork | [5 empty] | Descriptions of bolts shall be deemed to include nuts and washers | [7 empty] | 0 | 0
Section 4: Classroom Conversion to SNP Kitchen | Bill No. 11: Metalwork | [5 empty] | Descriptions of expansion anchors and bolts and chemical anchors and bolts shall be deemed to include nuts, washers and mortices in brickwork or concrete | [7 empty] | 0 | 0
Section 4: Classroom Conversion to SNP Kitchen | Bill No. 11: Metalwork | [5 empty] | Metalwork described as "holed for bolt(s)" shall be deemed to exclude the bolts unless otherwise described | [7 empty] | 0 | 0
Section 4: Classroom Conversion to SNP Kitchen | Bill No. 11: Metalwork | [5 empty] | DOORS, WINDOWS, CURTAIN WALLING, SHOPFRONTS, ETC | [7 empty] | 0 | 0
Section 4: Classroom Conversion to SNP Kitchen | Bill No. 11: Metalwork | [5 empty] | PRESSED STEEL DOOR FRAMES (1,2mm rebated) | [7 empty] | 0 | 0
Section 4: Classroom Conversion to SNP Kitchen | Bill No. 11: Metalwork | [5 empty] | Supply and install complete rebated frames suitable for brick walls | [7 empty] | 0 | 0
Section 4: Classroom Conversion to SNP Kitchen | Bill No. 11: Metalwork |  |  |  | A |  | 1,2mm Rebated frames suitable For door 813 x 2 032mm high | No | 5 | 1450 | 7250 | 5 | 5 | 1450 | 7250 | 7250
Section 4: Classroom Conversion to SNP Kitchen | Bill No. 11: Metalwork |  |  |  | B |  | 1,2mm Rebated frames suitable For door 800 x 2 032mm high | No | 1 | 1550 | 1550 | 1 | 1 | 1550 | 1550 | 1550
Section 4: Classroom Conversion to SNP Kitchen | Bill No. 11: Metalwork | [5 empty] | STEEL WINDOWS, DOORS, ETC | [7 empty] | 0 | 0
Section 4: Classroom Conversion to SNP Kitchen | Bill No. 11: Metalwork | [5 empty] | GALVANISED STEEL WINDOWS, DOORS, ETC | [7 empty] | 0 | 0
Section 4: Classroom Conversion to SNP Kitchen | Bill No. 11: Metalwork |  |  |  | C |  | Standard school windows Window 855 x 890 mm high with 4mm clear safety glass | No | 4 | 1450 | 5800 | 4 | 4 | 1450 | 5800 | 5800
Section 4: Classroom Conversion to SNP Kitchen | Bill No. 11: Metalwork |  |  |  | D |  | 1175 X 2500 mm high roller sutter door, inclusive of glavanised steel 76x38x2.5mm Guidees and 75x1mm steel Galvanised roller sutter slats | No | 1 | 18000 | 18000 | 1 | 1 | 18000 | 18000 | 18000
Section 4: Classroom Conversion to SNP Kitchen | Bill No. 12: Plastering | [5 empty] | SECTION NO. 4 | [7 empty] | 0 | 0
Section 4: Classroom Conversion to SNP Kitchen | Bill No. 12: Plastering | [5 empty] | LEPHADIMISHA - CLASSROOM CONVERSION TO SNP KITCHEN | [7 empty] | 0 | 0
Section 4: Classroom Conversion to SNP Kitchen | Bill No. 12: Plastering | [5 empty] | BILL NO. 12 | [7 empty] | 0 | 0
Section 4: Classroom Conversion to SNP Kitchen | Bill No. 12: Plastering | [5 empty] | PLASTERING | [7 empty] | 0 | 0
Section 4: Classroom Conversion to SNP Kitchen | Bill No. 12: Plastering | [5 empty] | NOTES | [7 empty] | 0 | 0
Section 4: Classroom Conversion to SNP Kitchen | Bill No. 12: Plastering | [5 empty] | For preambles see "Model Preambles for Trades 2017" | [7 empty] | 0 | 0
Section 4: Classroom Conversion to SNP Kitchen | Bill No. 12: Plastering | [5 empty] | SCREEDS | [7 empty] | 0 | 0
Section 4: Classroom Conversion to SNP Kitchen | Bill No. 12: Plastering | [5 empty] | 1:3 Cement plaster screeds steel floated | [7 empty] | 0 | 0
Section 4: Classroom Conversion to SNP Kitchen | Bill No. 12: Plastering |  |  |  | A |  | 40mm Thick on floors and landings | m2 | 21 | 165 | 3465 | 21 | 21 | 165 | 3465 | 3465
Section 4: Classroom Conversion to SNP Kitchen | Bill No. 12: Plastering | [5 empty] | INTERNAL PLASTER | [7 empty] | 0 | 0
Section 4: Classroom Conversion to SNP Kitchen | Bill No. 12: Plastering | [5 empty] | One coat 1:4 cement plaster rendering on brickwork with a smooth surface with a steel trowel. | [7 empty] | 0 | 0
Section 4: Classroom Conversion to SNP Kitchen | Bill No. 12: Plastering |  |  |  | B |  | On brick walls | m2 | 148 | 95 | 14060 | 148 | 148 | 95 | 14060 | 14060
Section 4: Classroom Conversion to SNP Kitchen | Bill No. 13: Plumbing and Drainage | [5 empty] | SECTION NO. 4 | [7 empty] | 0 | 0
Section 4: Classroom Conversion to SNP Kitchen | Bill No. 13: Plumbing and Drainage | [5 empty] | LEPHADIMISHA - CLASSROOM CONVERSION TO SNP KITCHEN | [7 empty] | 0 | 0
Section 4: Classroom Conversion to SNP Kitchen | Bill No. 13: Plumbing and Drainage | [5 empty] | BILL NO. 13 | [7 empty] | 0 | 0
Section 4: Classroom Conversion to SNP Kitchen | Bill No. 13: Plumbing and Drainage | [5 empty] | PLUMBING AND DRAINAGE | [7 empty] | 0 | 0
Section 4: Classroom Conversion to SNP Kitchen | Bill No. 13: Plumbing and Drainage | [5 empty] | NOTES | [7 empty] | 0 | 0
Section 4: Classroom Conversion to SNP Kitchen | Bill No. 13: Plumbing and Drainage | [5 empty] | For preambles see "Model Preambles for Trades 2017" | [7 empty] | 0 | 0
Section 4: Classroom Conversion to SNP Kitchen | Bill No. 13: Plumbing and Drainage | [5 empty] | SUPPLEMENTARY PREAMBLES | [7 empty] | 0 | 0
Section 4: Classroom Conversion to SNP Kitchen | Bill No. 13: Plumbing and Drainage | [5 empty] | Wire gratings | [7 empty] | 0 | 0
Section 4: Classroom Conversion to SNP Kitchen | Bill No. 13: Plumbing and Drainage | [5 empty] | Descriptions of gutter outlets etc. shall be deemed to include wire balloon gratings | [7 empty] | 0 | 0
Section 4: Classroom Conversion to SNP Kitchen | Bill No. 13: Plumbing and Drainage | [5 empty] | Stainless steel basins, sinks, wash troughs, urinals, etc. | [7 empty] | 0 | 0
Section 4: Classroom Conversion to SNP Kitchen | Bill No. 13: Plumbing and Drainage | [5 empty] | Stainless steel for economy basins, domestic sinks and worktops shall be Type 430 (17/0) Stainless steel for urinals, basins, quality sinks, wash troughs, institutional equipment, etc. shall be Type 304 (18/8) Stainless steel for laboratory sinks, photographic equipment, etc. shall be Type 316 (18/8) Units shall have standard aprons on all exposed edges and tiling keys against walls where applicable | [7 empty] | 0 | 0
Section 4: Classroom Conversion to SNP Kitchen | Bill No. 13: Plumbing and Drainage | [5 empty] | Sealing of edges | [7 empty] | 0 | 0
Section 4: Classroom Conversion to SNP Kitchen | Bill No. 13: Plumbing and Drainage | [5 empty] | Outer edges of sinks, basins, baths, urinals, etc. are to be sealed against adjacent surfaces with approved silicone | [7 empty] | 0 | 0
Section 4: Classroom Conversion to SNP Kitchen | Bill No. 13: Plumbing and Drainage | [5 empty] | U-PVC pipes and fittings | [7 empty] | 0 | 0
Section 4: Classroom Conversion to SNP Kitchen | Bill No. 13: Plumbing and Drainage | [5 empty] | Sewer and drainage pipes and fittings shall be jointed and sealed with butyl rubber rings Soil, waste and vent pipes and fittings shall be solvent weld jointed or sealed with butyl rubber rings | [7 empty] | 0 | 0
Section 4: Classroom Conversion to SNP Kitchen | Bill No. 13: Plumbing and Drainage | [5 empty] | U-PVC pressure pipes and fittings | [7 empty] | 0 | 0
Section 4: Classroom Conversion to SNP Kitchen | Bill No. 13: Plumbing and Drainage | [5 empty] | Pipes of 50mm diameter and smaller shall be plain ended with solvent welded U-PVC loose sockets and fittings Pipes of 63mm diameter and greater shall have sockets and spigots with push-in type integral rubber ring joints. Bends shall be U-PVC and all other fittings shall be cast iron, all with similar push-in type joints | [7 empty] | 0 | 0
Section 4: Classroom Conversion to SNP Kitchen | Bill No. 13: Plumbing and Drainage | [5 empty] | Polypropylene pipes | [7 empty] | 0 | 0
Section 4: Classroom Conversion to SNP Kitchen | Bill No. 13: Plumbing and Drainage | [5 empty] | Polypropylene pipes 54mm diameter and smaller shall be seamless copper coloured Class 16 pipes jointed with heat welded thermoplastic or where so described compression fittings Pipes shall be firmly fixed to walls, etc. with coloured nylon snap-in pipe clips with provision for accommodating thermal movement and jointed and fixed strictly in accordance with the manufacturer's instructions | [7 empty] | 0 | 0
Section 4: Classroom Conversion to SNP Kitchen | Bill No. 13: Plumbing and Drainage | [5 empty] | Reducing fittings | [7 empty] | 0 | 0
Section 4: Classroom Conversion to SNP Kitchen | Bill No. 13: Plumbing and Drainage | [5 empty] | Where fittings have reducing ends or branches they are described as "reducing" and only the largest end or branch size is given. Should the contractor wish to use other fittings and bushes or reducers he may do so on the understanding that no claim in this regard will be entertained | [7 empty] | 0 | 0
Section 4: Classroom Conversion to SNP Kitchen | Bill No. 13: Plumbing and Drainage | [5 empty] | Fixing of pipes | [7 empty] | 0 | 0
Section 4: Classroom Conversion to SNP Kitchen | Bill No. 13: Plumbing and Drainage | [5 empty] | Unless specifically otherwise stated, descriptions of pipes shall be deemed to include fixing to walls, etc., casting in, building in or suspending not exceeding 1m below suspension level | [7 empty] | 0 | 0
Section 4: Classroom Conversion to SNP Kitchen | Bill No. 13: Plumbing and Drainage | [5 empty] | Paper wrapping to pipes | [7 empty] | 0 | 0
Section 4: Classroom Conversion to SNP Kitchen | Bill No. 13: Plumbing and Drainage | [5 empty] | Pipes chased into brickwork must be wrapped with two layers of stout brown paper tied with wire. Rates are to include for wrapping around joints and fittings | [7 empty] | 0 | 0
Section 4: Classroom Conversion to SNP Kitchen | Bill No. 13: Plumbing and Drainage | [5 empty] | Disinfection of water pipework | [7 empty] | 0 | 0
Section 4: Classroom Conversion to SNP Kitchen | Bill No. 13: Plumbing and Drainage | [5 empty] | Water pipework is to be disinfected at completion | [7 empty] | 0 | 0
Section 4: Classroom Conversion to SNP Kitchen | Bill No. 13: Plumbing and Drainage | [5 empty] | Petrolatum anti-corrosion tape | [7 empty] | 0 | 0
Section 4: Classroom Conversion to SNP Kitchen | Bill No. 13: Plumbing and Drainage | [5 empty] | Pipes to be taped shall be coated with the appropriate primer and the tape shall be applied in the appropriate widths and with ?% overlaps Couplings and fittings to pipes shall be taped in strict accordance with the manufacturer's instructions | [7 empty] | 0 | 0
Section 4: Classroom Conversion to SNP Kitchen | Bill No. 13: Plumbing and Drainage | [5 empty] | Prices for wrapping of pipes shall include for all work as described to couplings in the length | [7 empty] | 0 | 0
Section 4: Classroom Conversion to SNP Kitchen | Bill No. 13: Plumbing and Drainage | [5 empty] | Laying, backfilling, bedding, etc. of pipes | [7 empty] | 0 | 0
Section 4: Classroom Conversion to SNP Kitchen | Bill No. 13: Plumbing and Drainage | [5 empty] | Pipes shall be laid and bedded in accordance with manufacturers' instructions and trenches shall be carefully backfilled | [7 empty] | 0 | 0
Section 4: Classroom Conversion to SNP Kitchen | Bill No. 13: Plumbing and Drainage | [5 empty] | Where no manufacturers' instructions exist, pipes shall be laid in accordance with the relevant section of SANS 2001 | [7 empty] | 0 | 0
Section 4: Classroom Conversion to SNP Kitchen | Bill No. 13: Plumbing and Drainage | [5 empty] | General | [7 empty] | 0 | 0
Section 4: Classroom Conversion to SNP Kitchen | Bill No. 13: Plumbing and Drainage | [5 empty] | Descriptions of cast iron roof outlets shall be deemed to include joints to pipes and casting into concrete (adaptors for joints to PVC pipes, etc. are given separately) Descriptions of overflow pipes where measured in number, shall be deemed to include joints to cisterns and splay cut ends | [7 empty] | 0 | 0
Section 4: Classroom Conversion to SNP Kitchen | Bill No. 13: Plumbing and Drainage | [5 empty] | Descriptions of pipes laid in and including trenches and of inspection chambers, catch pits, etc. shall be deemed to include excavation, bedding, backfilling, compaction to a minimum of 93% Mod AASHTO density and disposal of surplus material on site | [7 empty] | 0 | 0
Section 4: Classroom Conversion to SNP Kitchen | Bill No. 13: Plumbing and Drainage | [5 empty] | Descriptions of service pipes and flexible connecting pipes shall be deemed to include connections to taps, cisterns, etc. and to steel pipes (adaptors for connections to copper pipes, etc. are given separately) | [7 empty] | 0 | 0
Section 4: Classroom Conversion to SNP Kitchen | Bill No. 13: Plumbing and Drainage | [5 empty] | Descriptions of WC pans, slop hoppers, etc. shall be deemed to include for joints to soil pipes (pan connectors are separately measured) | [7 empty] | 0 | 0
Section 4: Classroom Conversion to SNP Kitchen | Bill No. 13: Plumbing and Drainage | [5 empty] | As-built drawings | [7 empty] | 0 | 0
Section 4: Classroom Conversion to SNP Kitchen | Bill No. 13: Plumbing and Drainage | [5 empty] | Where required, the contractor shall prepare an updated set of as-built drawings. At completion of the contract the contractor shall hand these drawings to the principal agent for reproducing onto the originals for handing over to the employer (provision for allowance of as-built drawings elsewhere) | [7 empty] | 0 | 0
Section 4: Classroom Conversion to SNP Kitchen | Bill No. 13: Plumbing and Drainage | [5 empty] | SANITARY FITTINGS | [7 empty] | 0 | 0
Section 4: Classroom Conversion to SNP Kitchen | Bill No. 13: Plumbing and Drainage | [5 empty] | VAAL or Equally Approved | [7 empty] | 0 | 0
Section 4: Classroom Conversion to SNP Kitchen | Bill No. 13: Plumbing and Drainage | [5 empty] | SINK | [7 empty] | 0 | 0
Section 4: Classroom Conversion to SNP Kitchen | Bill No. 13: Plumbing and Drainage |  |  |  | A |  | Drop-on type sink and drainer size 1360mm long x 500mm wide of grade 304 (18/10) stainless steel with bowl complete with 40mm chromium plated brass unslotted wastes, plugs and chains and fixing to top of timber cabinet (elsewhere). Sink complete with sink mixer | No | 2 | 3700 | 7400 | 2 | 2 | 3700 | 7400 | 7400
Section 4: Classroom Conversion to SNP Kitchen | Bill No. 13: Plumbing and Drainage | [5 empty] | Basins | [7 empty] | 0 | 0
Section 4: Classroom Conversion to SNP Kitchen | Bill No. 13: Plumbing and Drainage |  |  |  | C |  | 510 x 405mm Vaal "Hibiscus" Sanitary ware vitreous China basin with three semi-punched tap holes integrated overflow and chain stay hole through the centre semi-punched. Basin complete with basin mixer | No | 3 | 1950 | 5850 | 3 | 3 | 1950 | 5850 | 5850
Section 4: Classroom Conversion to SNP Kitchen | Bill No. 13: Plumbing and Drainage |  |  |  | D |  | Bottle trap, 32mm, chrome with 75mm deep re-seal and adjustable telescopic pipe, and 1¼" female inlet x 1¼" male outlet. (Code:COB-340) | No | 3 | 500 | 1500 | 3 | 3 | 500 | 1500 | 1500
Section 4: Classroom Conversion to SNP Kitchen | Bill No. 13: Plumbing and Drainage |  |  |  | E |  | Anti-theft plug for basin wastes, chrome-plated with 72mm spindle and spindle-locking tab, and 39mm diameter plug. (Code: COB-309-32) | No | 3 | 650 | 1950 | 3 | 3 | 650 | 1950 | 1950
Section 4: Classroom Conversion to SNP Kitchen | Bill No. 14: Glazing | [5 empty] | SECTION NO. 4 | [7 empty] | 0 | 0
Section 4: Classroom Conversion to SNP Kitchen | Bill No. 14: Glazing | [5 empty] | LEPHADIMISHA - CLASSROOM CONVERSION TO SNP KITCHEN | [7 empty] | 0 | 0
Section 4: Classroom Conversion to SNP Kitchen | Bill No. 14: Glazing | [5 empty] | BILL NO. 14 | [7 empty] | 0 | 0
Section 4: Classroom Conversion to SNP Kitchen | Bill No. 14: Glazing | [5 empty] | GLAZING | [7 empty] | 0 | 0
Section 4: Classroom Conversion to SNP Kitchen | Bill No. 14: Glazing | [5 empty] | NOTES | [7 empty] | 0 | 0
Section 4: Classroom Conversion to SNP Kitchen | Bill No. 14: Glazing | [5 empty] | For preambles see "Model Preambles for Trades 2017" | [7 empty] | 0 | 0
Section 4: Classroom Conversion to SNP Kitchen | Bill No. 14: Glazing | [5 empty] | WINDOW GLASS | [7 empty] | 0 | 0
Section 4: Classroom Conversion to SNP Kitchen | Bill No. 14: Glazing |  |  |  | A |  | 4mm clear float glass puttied in steel window putty for 855 x 890 window frame | m2 | 4 | 650 | 2600 | 4 | 4 | 650 | 2600 | 2600
Section 4: Classroom Conversion to SNP Kitchen | Bill No. 15: Paintwork | [5 empty] | SECTION NO. 4 | [7 empty] | 0 | 0
Section 4: Classroom Conversion to SNP Kitchen | Bill No. 15: Paintwork | [5 empty] | LEPHADIMISHA - CLASSROOM CONVERSION TO SNP KITCHEN | [7 empty] | 0 | 0
Section 4: Classroom Conversion to SNP Kitchen | Bill No. 15: Paintwork | [5 empty] | BILL NO. 15 | [7 empty] | 0 | 0
Section 4: Classroom Conversion to SNP Kitchen | Bill No. 15: Paintwork | [5 empty] | PAINTWORK | [7 empty] | 0 | 0
Section 4: Classroom Conversion to SNP Kitchen | Bill No. 15: Paintwork | [5 empty] | NOTES | [7 empty] | 0 | 0
Section 4: Classroom Conversion to SNP Kitchen | Bill No. 15: Paintwork | [5 empty] | For preambles see "Model Preambles for Trades 2017" | [7 empty] | 0 | 0
Section 4: Classroom Conversion to SNP Kitchen | Bill No. 15: Paintwork | [5 empty] | SUPPLEMENTARY PREAMBLES | [7 empty] | 0 | 0
Section 4: Classroom Conversion to SNP Kitchen | Bill No. 15: Paintwork | [5 empty] | Adjoining paint surfaces: The contractor is to take into consideration that the paintwork to the external facade will be applied to different textures as well as differ in paint specification and colour adjoining each other. No claims whatsoever for cost or time extension will be entertained for the above-mentioned. Quality monitoring of paint surfaces: The contractor needs to allow for quality checks of all primer coats by an approved authority (for example Qualitec) prior commencement of final coats. No claims whatsoever for cost or time extension will be entertained for the above-mentioned | [7 empty] | 0 | 0
Section 4: Classroom Conversion to SNP Kitchen | Bill No. 15: Paintwork | [5 empty] | PREPARATORY WORK TO EXISTING WORK | [7 empty] | 0 | 0
Section 4: Classroom Conversion to SNP Kitchen | Bill No. 15: Paintwork | [5 empty] | Previously painted plastered surfaces | [7 empty] | 0 | 0
Section 4: Classroom Conversion to SNP Kitchen | Bill No. 15: Paintwork | [5 empty] | Surfaces shall be thoroughly washed down and allowed to dry completely before any paint is applied. Blistered or peeling paint shall be completely removed and cracks shall be opened, filled with a suitable filler and finished smooth | [7 empty] | 0 | 0
Section 4: Classroom Conversion to SNP Kitchen | Bill No. 15: Paintwork | [5 empty] | Previously painted metal surfaces | [7 empty] | 0 | 0
Section 4: Classroom Conversion to SNP Kitchen | Bill No. 15: Paintwork | [5 empty] | Surfaces shall be thoroughly rubbed and cleaned down. Blistered or peeling paint shall be completely removed down to bare metal | [7 empty] | 0 | 0
Section 4: Classroom Conversion to SNP Kitchen | Bill No. 15: Paintwork | [5 empty] | Roof Surfaces shall be thoroughly sanded, pressure washed, rust treated and re-sealed before being painted. | [7 empty] | 0 | 0
Section 4: Classroom Conversion to SNP Kitchen | Bill No. 15: Paintwork | [5 empty] | Previously painted wood surfaces | [7 empty] | 0 | 0
Section 4: Classroom Conversion to SNP Kitchen | Bill No. 15: Paintwork | [5 empty] | Surfaces shall be thoroughly cleaned down. Blistered or peeling paint shall be completely removed and cracks and crevices shall be primed, filled with suitable filler and finished smooth | [7 empty] | 0 | 0
Section 4: Classroom Conversion to SNP Kitchen | Bill No. 15: Paintwork | [5 empty] | PAINTWORK, ETC TO NEW WORK ON: | [7 empty] | 0 | 0
Section 4: Classroom Conversion to SNP Kitchen | Bill No. 15: Paintwork | [5 empty] | FLOATED PLASTER SURFACES WITH | [7 empty] | 0 | 0
Section 4: Classroom Conversion to SNP Kitchen | Bill No. 15: Paintwork | [5 empty] | Apply one coat primer, one coat undercoat and two coats acrylic PVA. | [7 empty] | 0 | 0
Section 4: Classroom Conversion to SNP Kitchen | Bill No. 15: Paintwork |  |  |  | A |  | On internal plaster | m2 | 148 | 85 | 12580 | 148 | 148 | 85 | 12580 | 12580
Section 4: Classroom Conversion to SNP Kitchen | Bill No. 15: Paintwork |  |  |  | B |  | Narrow widths | m2 | 22.2 | 85 | 1887 | 22.2 | 22.2 | 85 | 1887 | 1887
Section 4: Classroom Conversion to SNP Kitchen | Bill No. 15: Paintwork | [5 empty] | ON FIBRE-CEMENT BOARD SURFACES | [7 empty] | 0 | 0
Section 4: Classroom Conversion to SNP Kitchen | Bill No. 15: Paintwork | [5 empty] | Apply one coat plascon 'merit plaster primer', and two coats plascon 'vip plastic PVA'. | [7 empty] | 0 | 0
Section 4: Classroom Conversion to SNP Kitchen | Bill No. 15: Paintwork |  |  |  | C |  | Ceiling boards | m2 | 62 | 85 | 5270 | 62 | 62 | 85 | 5270 | 5270
Section 4: Classroom Conversion to SNP Kitchen | Bill No. 15: Paintwork |  |  |  | D |  | Cornices | m2 | 21.3 | 85 | 1810.5 | 21.3 | 21.3 | 85 | 1810.5 | 1810.5
Section 4: Classroom Conversion to SNP Kitchen | Bill No. 15: Paintwork | [5 empty] | ON METAL SURFACES | [7 empty] | 0 | 0
Section 4: Classroom Conversion to SNP Kitchen | Bill No. 15: Paintwork | [5 empty] | One coat alkyd based universal undercoat and one coat superior quality universal enamel paint | [7 empty] | 0 | 0
Section 4: Classroom Conversion to SNP Kitchen | Bill No. 15: Paintwork |  |  |  | E |  | Doors frames | m2 | 40 | 85 | 3400 | 40 | 40 | 85 | 3400 | 3400
Section 4: Classroom Conversion to SNP Kitchen | Bill No. 15: Paintwork |  |  |  | F |  | Window frame | m2 | 32 | 85 | 2720 | 32 | 32 | 85 | 2720 | 2720
Section 4: Classroom Conversion to SNP Kitchen | Bill No. 15: Paintwork | [5 empty] | ON WOOD SURFACES WITH | [7 empty] | 0 | 0
Section 4: Classroom Conversion to SNP Kitchen | Bill No. 15: Paintwork | [5 empty] | One coat oil wood primer, one coat universal undercoat and two coats super universal enamel paint on | [7 empty] | 0 | 0
Section 4: Classroom Conversion to SNP Kitchen | Bill No. 15: Paintwork |  |  |  | G |  | Doors | m2 | 24 | 85 | 2040 | 24 | 24 | 85 | 2040 | 2040
Section 4: Classroom Conversion to SNP Kitchen | Bill No. 15: Paintwork |  |  |  | H |  | Skirtings, rails, etc not exceeding 300mm girth | m | 73 | 95 | 6935 | 73 | 73 | 95 | 6935 | 6935
Section 4: Classroom Conversion to SNP Kitchen | Bill No. 15: Paintwork | [5 empty] | SECTION NO. 4 | [7 empty] | 0 | 0
Section 4: Classroom Conversion to SNP Kitchen | Bill No. 15: Paintwork | [5 empty] | LEPHADIMISHA - CLASSROOM CONVERSION TO SNP KITCHEN | [7 empty] | 0 | 0
Section 4: Classroom Conversion to SNP Kitchen | Bill No. 16: Electrical Installations | [5 empty] | BILL NO. 16 | [7 empty] | 0 | 0
Section 4: Classroom Conversion to SNP Kitchen | Bill No. 16: Electrical Installations | [5 empty] | ELECTRICAL INSTALLATIONS | [7 empty] | 0 | 0
Section 4: Classroom Conversion to SNP Kitchen | Bill No. 16: Electrical Installations | [5 empty] | NOTES | [7 empty] | 0 | 0
Section 4: Classroom Conversion to SNP Kitchen | Bill No. 16: Electrical Installations | [5 empty] | For preambles see "Model Preambles for Trades 2017" | [7 empty] | 0 | 0
Section 4: Classroom Conversion to SNP Kitchen | Bill No. 16: Electrical Installations | [5 empty] | ELECTRICAL INSTALLATION | [7 empty] | 0 | 0
Section 4: Classroom Conversion to SNP Kitchen | Bill No. 16: Electrical Installations | [5 empty] | DISTRIBUTION BOARDS | [7 empty] | 0 | 0
Section 4: Classroom Conversion to SNP Kitchen | Bill No. 16: Electrical Installations | [5 empty] | COMPLETE SUPPLY & INSTALLATION OF ALL MATERIAL LISTED HEREUNDER: | [7 empty] | 0 | 0
Section 4: Classroom Conversion to SNP Kitchen | Bill No. 16: Electrical Installations | [5 empty] | NOTE: TENDERERS ARE ADVISED TO STUDY THEPROJECT SPECIFICATION, QUALITY OF MATERIAL AND INSTALLATION SPECIFICATION THAT IS APPLICABLE TO THE EQUIPMENT AND MATERIALS IN THIS BILL | [7 empty] | 0 | 0
Section 4: Classroom Conversion to SNP Kitchen | Bill No. 16: Electrical Installations | [5 empty] | Distribution Board DB-1 : Administration Building | [7 empty] | 0 | 0
Section 4: Classroom Conversion to SNP Kitchen | Bill No. 16: Electrical Installations |  |  |  | A |  | Supply and install flush mounted distribution board complete with doors, frames, sub-frames, chassis, fixtures, fittings, terminations, busbars and wiring with spare space as per specification as well as security detail. Material and labour excluding the items listed hereunder Equipment provided in Distribution Board | No | 1 | 4000 | 4000 | 1 | 1 | 4000 | 4000 | 4000
Section 4: Classroom Conversion to SNP Kitchen | Bill No. 16: Electrical Installations | [5 empty] | Equipment provided in Distribution Board | [7 empty] | 0 | 0
Section 4: Classroom Conversion to SNP Kitchen | Bill No. 16: Electrical Installations | [5 empty] | Moulded Case Circuit Breakers | [7 empty] | 0 | 0
Section 4: Classroom Conversion to SNP Kitchen | Bill No. 16: Electrical Installations |  |  |  | B |  | 10 Ampere S.P. 3 kA | No | 3 | 300 | 900 | 3 | 3 | 300 | 900 | 900
Section 4: Classroom Conversion to SNP Kitchen | Bill No. 16: Electrical Installations |  |  |  | C |  | 20 Ampere S.P. 3 kA | No | 2 | 400 | 800 | 2 | 2 | 400 | 800 | 800
Section 4: Classroom Conversion to SNP Kitchen | Bill No. 16: Electrical Installations |  |  |  | D |  | 63 Ampere D.P. 3kA Main switch | No | 1 | 4500 | 4500 | 1 | 1 | 4500 | 4500 | 4500
Section 4: Classroom Conversion to SNP Kitchen | Bill No. 16: Electrical Installations | [5 empty] | Earth Leakage Units | [7 empty] | 0 | 0
Section 4: Classroom Conversion to SNP Kitchen | Bill No. 16: Electrical Installations |  |  |  | E |  | 63 Ampere DP. 3 kA 30 mA | No | 1 | 1500 | 1500 | 1 | 1 | 1500 | 1500 | 1500
Section 4: Classroom Conversion to SNP Kitchen | Bill No. 16: Electrical Installations | [5 empty] | Moulded Case Isolators | [7 empty] | 0 | 0
Section 4: Classroom Conversion to SNP Kitchen | Bill No. 16: Electrical Installations | [5 empty] | Labels | [7 empty] | 0 | 0
Section 4: Classroom Conversion to SNP Kitchen | Bill No. 16: Electrical Installations |  |  |  | F |  | Danger sign and labels as specified | Items | 8 | 100 | 800 | 8 | 8 | 100 | 800 | 800
Section 4: Classroom Conversion to SNP Kitchen | Bill No. 16: Electrical Installations | [5 empty] | INTERNAL ELECTRICAL INSTALLATION | [7 empty] | 0 | 0
Section 4: Classroom Conversion to SNP Kitchen | Bill No. 16: Electrical Installations | [5 empty] | SMALL POWER & LIGHTING | [7 empty] | 0 | 0
Section 4: Classroom Conversion to SNP Kitchen | Bill No. 16: Electrical Installations | [5 empty] | Tenderers are advised to study the specification before pricing the bill. | [7 empty] | 0 | 0
Section 4: Classroom Conversion to SNP Kitchen | Bill No. 16: Electrical Installations | [5 empty] | (Complete installation : Internal Electrical Installation) | [7 empty] | 0 | 0
Section 4: Classroom Conversion to SNP Kitchen | Bill No. 16: Electrical Installations | [5 empty] | SMALL POWER AND LIGHTING | [7 empty] | 0 | 0
Section 4: Classroom Conversion to SNP Kitchen | Bill No. 16: Electrical Installations | [5 empty] | Conduit and accessories as specified. | [7 empty] | 0 | 0
Section 4: Classroom Conversion to SNP Kitchen | Bill No. 16: Electrical Installations | [5 empty] | Conduit and accessories as specified. Conduit placed in position for casting into concrete or screed, for building or chased into concrete or brickwork and for surface mounted in ceiling void including bending, threading, jointing, short lengths, draw boxes, couplings, bends, tees and saddles. | [7 empty] | 0 | 0
Section 4: Classroom Conversion to SNP Kitchen | Bill No. 16: Electrical Installations |  |  |  | G |  | 20mm | m | 300 | 20 | 6000 | 300 | 300 | 20 | 6000 | 6000
Section 4: Classroom Conversion to SNP Kitchen | Bill No. 16: Electrical Installations |  |  |  | H |  | 25mm | m | 100 | 22 | 2200 | 100 | 100 | 22 | 2200 | 2200
Section 4: Classroom Conversion to SNP Kitchen | Bill No. 16: Electrical Installations | [5 empty] | Round conduit box as specified placed in position for casting into concrete, building or chased into brickwork or surface mounted including locknuts and bushes | [7 empty] | 0 | 0
Section 4: Classroom Conversion to SNP Kitchen | Bill No. 16: Electrical Installations |  |  |  | J |  | 60 mm deep | No | 5 | 24 | 120 | 5 | 5 | 24 | 120 | 120
Section 4: Classroom Conversion to SNP Kitchen | Bill No. 16: Electrical Installations | [5 empty] | Wall boxes as specified placed in position for casting into concrete, building or chased into brickwork including locknuts and bushes | [7 empty] | 0 | 0
Section 4: Classroom Conversion to SNP Kitchen | Bill No. 16: Electrical Installations | [5 empty] | Where cavity walls or face brick walls are encountered tenderers must allow to install deep back to back (one end closed) wall boxes | [7 empty] | 0 | 0
Section 4: Classroom Conversion to SNP Kitchen | Bill No. 16: Electrical Installations |  |  |  | K |  | 100 x 50mm | No | 7 | 19 | 133 | 7 | 7 | 19 | 133 | 133
Section 4: Classroom Conversion to SNP Kitchen | Bill No. 16: Electrical Installations |  |  |  | L |  | 100 x 100mm | No | 10 | 20 | 200 | 10 | 10 | 20 | 200 | 200
Section 4: Classroom Conversion to SNP Kitchen | Bill No. 16: Electrical Installations |  |  |  | M |  | Isolator 30 Ampere DP | No | 1 | 300 | 300 | 1 | 1 | 300 | 300 | 300
Section 4: Classroom Conversion to SNP Kitchen | Bill No. 16: Electrical Installations | [5 empty] | Blank Boxes & Covers | [7 empty] | 0 | 0
Section 4: Classroom Conversion to SNP Kitchen | Bill No. 16: Electrical Installations |  |  |  | N |  | 100x100mm | No | 1 | 25 | 25 | 1 | 1 | 25 | 25 | 25
Section 4: Classroom Conversion to SNP Kitchen | Bill No. 16: Electrical Installations |  |  |  | P |  | 60A Isolators (geyser & stove) | No | 1 | 400 | 400 | 1 | 1 | 400 | 400 | 400
Section 4: Classroom Conversion to SNP Kitchen | Bill No. 16: Electrical Installations | [5 empty] | Conductors | [7 empty] | 0 | 0
Section 4: Classroom Conversion to SNP Kitchen | Bill No. 16: Electrical Installations | [5 empty] | 600/1000V grade PVC insulated stranded | [7 empty] | 0 | 0
Section 4: Classroom Conversion to SNP Kitchen | Bill No. 16: Electrical Installations | [5 empty] | copper conductors drawn into conduit | [7 empty] | 0 | 0
Section 4: Classroom Conversion to SNP Kitchen | Bill No. 16: Electrical Installations |  |  |  | Q |  | 2,5mm² | m | 390 | 10 | 3900 | 390 | 390 | 10 | 3900 | 3900
Section 4: Classroom Conversion to SNP Kitchen | Bill No. 16: Electrical Installations |  |  |  | R |  | 4,0mm² | m | 600 | 12 | 7200 | 600 | 600 | 12 | 7200 | 7200
Section 4: Classroom Conversion to SNP Kitchen | Bill No. 16: Electrical Installations |  |  |  | S |  | 6,0mm² | m | 300 | 21.5 | 6450 | 300 | 300 | 21.5 | 6450 | 6450
Section 4: Classroom Conversion to SNP Kitchen | Bill No. 16: Electrical Installations | [5 empty] | Bare stranded copper earth conductors drawn | [7 empty] | 0 | 0
Section 4: Classroom Conversion to SNP Kitchen | Bill No. 16: Electrical Installations | [5 empty] | into conduits | [7 empty] | 0 | 0
Section 4: Classroom Conversion to SNP Kitchen | Bill No. 16: Electrical Installations |  |  |  | T |  | 2,5mm² | m | 1290 | 10 | 12900 | 1290 | 1290 | 10 | 12900 | 12900
Section 4: Classroom Conversion to SNP Kitchen | Bill No. 16: Electrical Installations | [5 empty] | Appliances | [7 empty] | 0 | 0
Section 4: Classroom Conversion to SNP Kitchen | Bill No. 16: Electrical Installations | [5 empty] | Complete with cover plate fixed in flush boxes | [7 empty] | 0 | 0
Section 4: Classroom Conversion to SNP Kitchen | Bill No. 16: Electrical Installations | [5 empty] | (boxes elsewhere measured) | [7 empty] | 0 | 0
Section 4: Classroom Conversion to SNP Kitchen | Bill No. 16: Electrical Installations | [5 empty] | Socket Outlets | [7 empty] | 0 | 0
Section 4: Classroom Conversion to SNP Kitchen | Bill No. 16: Electrical Installations |  |  |  | U |  | Double 16 Ampere round 3-pin 250V grade | No | 9 | 200 | 1800 | 9 | 9 | 200 | 1800 | 1800
Section 4: Classroom Conversion to SNP Kitchen | Bill No. 16: Electrical Installations | [5 empty] | Switched socket outlet | [7 empty] | 0 | 0
Section 4: Classroom Conversion to SNP Kitchen | Bill No. 16: Electrical Installations |  |  |  | V |  | 20A Isolators | [7 empty] | 0 | 0
Section 4: Classroom Conversion to SNP Kitchen | Bill No. 16: Electrical Installations |  |  |  | W |  | 32A Isolators | No | 1 | 320 | 320 | 1 | 1 | 320 | 320 | 320
Section 4: Classroom Conversion to SNP Kitchen | Bill No. 16: Electrical Installations |  |  |  | X |  | 60A Isolators | No | 1 | 380 | 380 | 1 | 1 | 380 | 380 | 380
Section 4: Classroom Conversion to SNP Kitchen | Bill No. 16: Electrical Installations | [5 empty] | Light Switches | [7 empty] | 0 | 0
Section 4: Classroom Conversion to SNP Kitchen | Bill No. 16: Electrical Installations |  |  |  | Y |  | 16 Ampere 250V grade single lever one way | No | 5 | 155 | 775 | 5 | 5 | 155 | 775 | 775
Section 4: Classroom Conversion to SNP Kitchen | Bill No. 16: Electrical Installations |  |  |  | Z |  | 16 Ampere 250V grade single lever two way | No | 2 | 165 | 330 | 2 | 2 | 165 | 330 | 330
Section 4: Classroom Conversion to SNP Kitchen | Bill No. 16: Electrical Installations |  |  |  | AA |  | Galvanised draw wire (1.6mm) | m | 430 | 4.2 | 1806 | 430 | 430 | 4.2 | 1806 | 1806
Section 4: Classroom Conversion to SNP Kitchen | Bill No. 16: Electrical Installations | [5 empty] | Blank Covers | [7 empty] | 0 | 0
Section 4: Classroom Conversion to SNP Kitchen | Bill No. 16: Electrical Installations | [5 empty] | 100 x 100mm | No | 5 | 24 | 120 | 5 | 5 | 24 | 120 | 120
Section 4: Classroom Conversion to SNP Kitchen | Bill No. 16: Electrical Installations | [5 empty] | SLEEVES | [7 empty] | 0 | 0
Section 4: Classroom Conversion to SNP Kitchen | Bill No. 16: Electrical Installations |  |  |  | AB |  | 50mm dia | m | 10 | 50 | 500 | 10 | 10 | 50 | 500 | 500
Section 4: Classroom Conversion to SNP Kitchen | Bill No. 16: Electrical Installations | [5 empty] | LUMINAIRES | [7 empty] | 0 | 0
Section 4: Classroom Conversion to SNP Kitchen | Bill No. 16: Electrical Installations | [5 empty] | Installed and mounted to round boxes in | [7 empty] | 0 | 0
Section 4: Classroom Conversion to SNP Kitchen | Bill No. 16: Electrical Installations | [5 empty] | brickwork or ceiling including all fixings, | [7 empty] | 0 | 0
Section 4: Classroom Conversion to SNP Kitchen | Bill No. 16: Electrical Installations | [5 empty] | brackets, supports, connectors, | [7 empty] | 0 | 0
Section 4: Classroom Conversion to SNP Kitchen | Bill No. 16: Electrical Installations | [5 empty] | connections and lamps. | [7 empty] | 0 | 0
Section 4: Classroom Conversion to SNP Kitchen | Bill No. 16: Electrical Installations | [5 empty] | Type A | [7 empty] | 0 | 0
Section 4: Classroom Conversion to SNP Kitchen | Bill No. 16: Electrical Installations |  |  |  | AC |  | 1200mm long 2 x 18W LED lamp Open channel switch start luminaire as per quality specification. | No | 13 | 1050 | 13650 | 13 | 13 | 1050 | 13650 | 13650
Section 4: Classroom Conversion to SNP Kitchen | Bill No. 16: Electrical Installations | [5 empty] | Type C2 | [7 empty] | 0 | 0
Section 4: Classroom Conversion to SNP Kitchen | Bill No. 16: Electrical Installations |  |  |  | AD |  | 1 x 18W LED lamp bulkhead fitting with high pressure die cast aluminium base and an opal non discoloring acrylic diffuser. IP 65 rated. Black | No | 9 | 1980 | 17820 | 9 | 9 | 1980 | 17820 | 17820
Section 4: Classroom Conversion to SNP Kitchen | Bill No. 16: Electrical Installations | [5 empty] | TELEPHONE DISTRIBUTION BOARD | [7 empty] | 0 | 0
Section 4: Classroom Conversion to SNP Kitchen | Bill No. 16: Electrical Installations |  |  |  | AE |  | Flush mounted telephone distribution board | No | 1 | 1150 | 1150 | 1 | 1 | 1150 | 1150 | 1150
Section 4: Classroom Conversion to SNP Kitchen | Bill No. 16: Electrical Installations | [5 empty] | size 450 x 450 x 180mm flush mounted | [7 empty] | 0 | 0
Section 4: Classroom Conversion to SNP Kitchen | Bill No. 16: Electrical Installations | [5 empty] | complete with doors, frames, sub-frames, | [7 empty] | 0 | 0
Section 4: Classroom Conversion to SNP Kitchen | Bill No. 16: Electrical Installations | [5 empty] | fixtures and 20mm thick soft board | [7 empty] | 0 | 0
Section 4: Classroom Conversion to SNP Kitchen | Bill No. 16: Electrical Installations | [5 empty] | EARTHING INSTALLATION | [7 empty] | 0 | 0
Section 4: Classroom Conversion to SNP Kitchen | Bill No. 16: Electrical Installations | [5 empty] | Conduit : Prices include cutting, bending, threading, reaming bending, setting, joints, draw boxes, expansion joint boxes and installation materials. | [7 empty] | 0 | 0
Section 4: Classroom Conversion to SNP Kitchen | Bill No. 16: Electrical Installations | [5 empty] | Prices for concealed conduit shall be averaged for installation in any of the following situations: | [7 empty] | 0 | 0
Section 4: Classroom Conversion to SNP Kitchen | Bill No. 16: Electrical Installations | [5 empty] | a) cast in concrete | [7 empty] | 0 | 0
Section 4: Classroom Conversion to SNP Kitchen | Bill No. 16: Electrical Installations | [5 empty] | b) built in brickwork | [7 empty] | 0 | 0
Section 4: Classroom Conversion to SNP Kitchen | Bill No. 16: Electrical Installations | [5 empty] | c) chased in brickwork | [7 empty] | 0 | 0
Section 4: Classroom Conversion to SNP Kitchen | Bill No. 16: Electrical Installations |  |  |  | AF |  | Trenches | m | 2 | 115 | 230 | 2 | 2 | 115 | 230 | 230
Section 4: Classroom Conversion to SNP Kitchen | Bill No. 16: Electrical Installations |  |  |  | AG |  | Imported material for trenches 0,5 m deep for 70 mm² bare stranded copper earth conductor : | m | 6 | 70 | 420 | 6 | 6 | 70 | 420 | 420
Section 4: Classroom Conversion to SNP Kitchen | Bill No. 16: Electrical Installations |  |  |  | AH |  | a) Soft sifted soil | m3 | 2 | 65 | 130 | 2 | 2 | 65 | 130 | 130
Section 4: Classroom Conversion to SNP Kitchen | Bill No. 16: Electrical Installations | [5 empty] | Conductors | [7 empty] | 0 | 0
Section 4: Classroom Conversion to SNP Kitchen | Bill No. 16: Electrical Installations |  |  |  | AJ |  | 70mm² bare stranded copper ( From earth bar to Roof structure) | m | 10 | 200 | 2000 | 10 | 10 | 200 | 2000 | 2000
Section 4: Classroom Conversion to SNP Kitchen | Bill No. 16: Electrical Installations |  |  |  | AK |  | 16mm² PVC insulated | m | 10 | 65 | 650 | 10 | 10 | 65 | 650 | 650
Section 4: Classroom Conversion to SNP Kitchen | Bill No. 16: Electrical Installations |  |  |  | AL |  | 16mm² hard drawn aluminium | m | 10 | 55 | 550 | 10 | 10 | 55 | 550 | 550
Section 4: Classroom Conversion to SNP Kitchen | Bill No. 16: Electrical Installations |  |  |  | AM |  | Supply and install Test terminals block with sliding lock in 100mmx100mm PVC box with cover, at bottom of each down conductor (450mm AFFL) complete with roll bolts. | No | 1 | 156 | 156 | 1 | 1 | 156 | 156 | 156
Section 4: Classroom Conversion to SNP Kitchen | Bill No. 16: Electrical Installations |  |  |  | AN |  | 1,8 m Earth Rods | m | 1 | 680 | 680 | 1 | 1 | 680 | 680 | 680
Section 4: Classroom Conversion to SNP Kitchen | Bill No. 16: Electrical Installations |  |  |  | AP |  | Cadwelds/Bolted connections | No | 2 | 130 | 260 | 2 | 2 | 130 | 260 | 260
Section 4: Classroom Conversion to SNP Kitchen | Bill No. 16: Electrical Installations |  |  |  | AQ |  | 16mm² to roof structures (Connection to roof sheet, with lugs) | m | 2 | 55 | 110 | 2 | 2 | 55 | 110 | 110
Section 4: Classroom Conversion to SNP Kitchen | Bill No. 16: Electrical Installations |  |  |  | AR |  | 70mm² to steel reinforcing | m | 10 | 200 | 2000 | 10 | 10 | 200 | 2000 | 2000
Section 4: Classroom Conversion to SNP Kitchen | Bill No. 16: Electrical Installations |  |  |  | AS |  | 70mm² to earth rods | m | 10 | 200 | 2000 | 10 | 10 | 200 | 2000 | 2000
Section 4: Classroom Conversion to SNP Kitchen | Bill No. 16: Electrical Installations | [5 empty] | Drilling | [7 empty] | 0 | 0
Section 4: Classroom Conversion to SNP Kitchen | Bill No. 16: Electrical Installations |  |  |  | AT |  | Drilling of 1,8m deep holes in solid rock | No | 1 | 1000 | 1000 | 1 | 1 | 1000 | 1000 | 1000
Section 4: Classroom Conversion to SNP Kitchen | Bill No. 16: Electrical Installations | [5 empty] | Accessories | [7 empty] | 0 | 0
Section 4: Classroom Conversion to SNP Kitchen | Bill No. 16: Electrical Installations |  |  |  | AU |  | 25mm x 5mm copper plated flat bar DB | No | 1 | 125 | 125 | 1 | 1 | 125 | 125 | 125
Section 4: Classroom Conversion to SNP Kitchen | Bill No. 16: Electrical Installations |  |  |  | AV |  | Bonding strips for water pipe installations | No | 1 | 500 | 500 | 1 | 1 | 500 | 500 | 500
Section 4: Classroom Conversion to SNP Kitchen | Bill No. 16: Electrical Installations |  |  |  | AW |  | Testing to ensure that earthing are according to SABS specification, do all nessasary corrections to the existing installation in order to issue a new earthing and lightning certificate | No | 1 | 3500 | 3500 | 1 | 1 | 3500 | 3500 | 3500
Section 4: Classroom Conversion to SNP Kitchen | Bill No. 16: Electrical Installations | [5 empty] | TESTING AND COMMISSIONING | [7 empty] | 0 | 0
Section 4: Classroom Conversion to SNP Kitchen | Bill No. 16: Electrical Installations |  |  |  | AX |  | Testing and commission of the complete | [7 empty] | 0 | 0
Section 4: Classroom Conversion to SNP Kitchen | Bill No. 16: Electrical Installations | [5 empty] | electrical installation including DB CoC | Item | 1 | 5000 | 5000 | 1 | 1 | 5000 | 5000 | 5000
Section 4: Classroom Conversion to SNP Kitchen | Bill No. 17: Provisional Sum | [5 empty] | SECTION NO. 4 | [7 empty] | 0 | 0
Section 4: Classroom Conversion to SNP Kitchen | Bill No. 17: Provisional Sum | [5 empty] | LEPHADIMISHA - CLASSROOM CONVERSION TO SNP KITCHEN | [7 empty] | 0 | 0
Section 4: Classroom Conversion to SNP Kitchen | Bill No. 17: Provisional Sum | [5 empty] | BILL NO. 17 | [7 empty] | 0 | 0
Section 4: Classroom Conversion to SNP Kitchen | Bill No. 17: Provisional Sum | [5 empty] | PROVISIONAL SUM | [7 empty] | 0 | 0
Section 4: Classroom Conversion to SNP Kitchen | Bill No. 17: Provisional Sum | [5 empty] | NOTES | [7 empty] | 0 | 0
Section 4: Classroom Conversion to SNP Kitchen | Bill No. 17: Provisional Sum | [5 empty] | For preambles see "Model Preambles for Trades 2017" | [7 empty] | 0 | 0
Section 4: Classroom Conversion to SNP Kitchen | Bill No. 17: Provisional Sum | [5 empty] | DRAINAGE AND WATER RETICULATION SYSTEM | [7 empty] | 0 | 0
Section 4: Classroom Conversion to SNP Kitchen | Bill No. 17: Provisional Sum |  |  |  | A |  | Allow a provisional sum of R20 000 (Twenty Thousand Rand) for the supply and installation of the drainage and water reticulation system as per mechanical drawings | Item | 1 | 20000 | 20000 | 1 | 1 | 20000 | 20000 | 20000
Section 4: Classroom Conversion to SNP Kitchen | Bill No. 17: Provisional Sum |  |  |  | B |  | Allow for attendance | % | 5% | 20000 | 1000 | 5% | 5% | 20000 | 1000 | 1000
Section 4: Classroom Conversion to SNP Kitchen | Bill No. 17: Provisional Sum |  |  |  | C |  | Allow for profit | % | 10% | 20000 | 2000 | 10% | 10% | 20000 | 2000 | 2000
Section 4: Classroom Conversion to SNP Kitchen | Bill No. 17: Provisional Sum | [5 empty] | FIRE EQUIPMENT | [7 empty] | 0 | 0
Section 4: Classroom Conversion to SNP Kitchen | Bill No. 17: Provisional Sum |  |  |  | D |  | Allow a provisional sum of R10 000 (Ten Thousand Rand) for the supply and installation of fire equipment. | Item | 1 | 10000 | 10000 | 1 | 1 | 10000 | 10000 | 10000
Section 4: Classroom Conversion to SNP Kitchen | Bill No. 17: Provisional Sum |  |  |  | E |  | Allow for attendance | % | 5% | 10000 | 500 | 5% | 5% | 10000 | 500 | 500
Section 4: Classroom Conversion to SNP Kitchen | Bill No. 17: Provisional Sum |  |  |  | F |  | Allow for profit | % | 10% | 10000 | 1000 | 10% | 10% | 10000 | 1000 | 1000
Section 4: Classroom Conversion to SNP Kitchen | Bill No. 17: Provisional Sum | [5 empty] | SIGNAGE | [7 empty] | 0 | 0
Section 4: Classroom Conversion to SNP Kitchen | Bill No. 17: Provisional Sum |  |  |  | G |  | Allow a sum of R 5 000 (Five Thousand Rands) for door letters and name plates including rectangular sign boards | Item | 1 | 5000 | 5000 | 1 | 1 | 5000 | 5000 | 5000
Section 4: Classroom Conversion to SNP Kitchen | Bill No. 17: Provisional Sum |  |  |  | H |  | Allow for attendance | % | 5% | 5000 | 250 | 5% | 5% | 5000 | 250 | 250
Section 4: Classroom Conversion to SNP Kitchen | Bill No. 17: Provisional Sum |  |  |  | J |  | Allow for profit | % | 10% | 5000 | 500 | 10% | 10% | 5000 | 500 | 500
Section 4: Classroom Conversion to SNP Kitchen | Bill No. 17: Provisional Sum | [5 empty] | SHELVING | [7 empty] | 0 | 0
Section 4: Classroom Conversion to SNP Kitchen | Bill No. 17: Provisional Sum |  |  |  | K |  | Allow a sum of R 80 000 (Eighty Thousand Rands) for all Shelving including worktops. | Item | 1 | 80000 | 80000 | 1 | 1 | 80000 | 80000 | 80000
Section 4: Classroom Conversion to SNP Kitchen | Bill No. 17: Provisional Sum |  |  |  | L |  | Allow for attendance | % | 5% | 80000 | 4000 | 5% | 5% | 80000 | 4000 | 4000
Section 4: Classroom Conversion to SNP Kitchen | Bill No. 17: Provisional Sum |  |  |  | M |  | Allow for profit | % | 10% | 80000 | 8000 | 10% | 10% | 80000 | 8000 | 8000
Section 4: Classroom Conversion to SNP Kitchen | Bill No. 17: Provisional Sum | [5 empty] | KITCHEN EQUIPMENT | [7 empty] | 0 | 0
Section 4: Classroom Conversion to SNP Kitchen | Bill No. 17: Provisional Sum |  |  |  | N |  | Allow a sum of R 50 000 (Fifty Thousand Rands) for all kitchen equipment | Item | 1 | 50000 | 50000 | 1 | 1 | 50000 | 50000 | 50000
Section 4: Classroom Conversion to SNP Kitchen | Bill No. 17: Provisional Sum |  |  |  | P |  | Allow for attendance | % | 5% | 50000 | 2500 | 5% | 5% | 50000 | 2500 | 2500
Section 4: Classroom Conversion to SNP Kitchen | Bill No. 17: Provisional Sum |  |  |  | Q |  | Allow for profit | % | 10% | 50000 | 5000 | 10% | 10% | 50000 | 5000 | 5000
Section 5: Refurbishment of Existing Classrooms | Bill No. 1: Alterations | [5 empty] | SECTION NO. 5 | [7 empty] | 0 | 0
Section 5: Refurbishment of Existing Classrooms | Bill No. 1: Alterations | [5 empty] | LEPHADIMISHA - REFURBISHMENT OF EXISTING CLASSROOMS | [7 empty] | 0 | 0
Section 5: Refurbishment of Existing Classrooms | Bill No. 1: Alterations | [5 empty] | BILL NO. 1 | [7 empty] | 0 | 0
Section 5: Refurbishment of Existing Classrooms | Bill No. 1: Alterations | [5 empty] | ALTERATIONS | [7 empty] | 0 | 0
Section 5: Refurbishment of Existing Classrooms | Bill No. 1: Alterations | [5 empty] | NOTES | [7 empty] | 0 | 0
Section 5: Refurbishment of Existing Classrooms | Bill No. 1: Alterations | [5 empty] | For preambles see "Model Preambles for Trades 2017" | [7 empty] | 0 | 0
Section 5: Refurbishment of Existing Classrooms | Bill No. 1: Alterations | [5 empty] | SUPPLEMENTARY PREAMBLES | [7 empty] | 0 | 0
Section 5: Refurbishment of Existing Classrooms | Bill No. 1: Alterations | [5 empty] | View site | [7 empty] | 0 | 0
Section 5: Refurbishment of Existing Classrooms | Bill No. 1: Alterations | [5 empty] | Before submitting his tender the tenderer shall visit the site and satisfy himself as to the nature and extent of the work to be done and the value of the materials salvageable from the alterations. No claim for any variations of the contract sum in respect of the nature and extent of the work or of inferior or damaged materials will be entertained | [7 empty] | 0 | 0
Section 5: Refurbishment of Existing Classrooms | Bill No. 1: Alterations | [5 empty] | Explosives | [7 empty] | 0 | 0
Section 5: Refurbishment of Existing Classrooms | Bill No. 1: Alterations | [5 empty] | No explosives whatsoever may be used for alteration purposes unless otherwise stated | [7 empty] | 0 | 0
Section 5: Refurbishment of Existing Classrooms | Bill No. 1: Alterations | [5 empty] | General | [7 empty] | 0 | 0
Section 5: Refurbishment of Existing Classrooms | Bill No. 1: Alterations | [5 empty] | SCHOOL TO REMAIN OPERATIONAL: Tenderers are to note that all existing buildings of the facility will remain occupied and fully operational during the construction period and due allowance must be made for the work being carried out at such times and in such manner as directed by the Principal Agent to ensure the least interference with the routine of the School. | [7 empty] | 0 | 0
Section 5: Refurbishment of Existing Classrooms | Bill No. 1: Alterations | [5 empty] | Doors, fanlights, windows, fittings, frames, linings, etc which are to be re-used shall be thoroughly overhauled before refixing including taking off, easing and rehanging, cramping up, re-wedging as required and making good cramps, dowels, etc, and oiling, adjusting and repairing ironmongery as necessary, replacing any glass damaged in removal or subsequently and stopping up all nail and screw holes with tinted plastic wood to match timber, unless otherwise described. Re-painting or re-varnishing is given separately | [7 empty] | 0 | 0
Section 5: Refurbishment of Existing Classrooms | Bill No. 1: Alterations | [5 empty] | Prices for taking out of doors, windows, etc shall include for removal of all beads, architraves, ironmongery, etc | [7 empty] | 0 | 0
Section 5: Refurbishment of Existing Classrooms | Bill No. 1: Alterations | [5 empty] | Prices for taking out and removing doors and frames shall include for removing door stops, cabin hooks, etc | [7 empty] | 0 | 0
Section 5: Refurbishment of Existing Classrooms | Bill No. 1: Alterations | [5 empty] | With regard to building up of openings in existing walls, cement screeds and pavings, granolithic, tops of walls, etc, shall be levelled and prepared for raising of brickwork | [7 empty] | 0 | 0
Section 5: Refurbishment of Existing Classrooms | Bill No. 1: Alterations | [5 empty] | Making good of finishes shall include making good of the brick and concrete surfaces onto which the new finishes are applied, where necessary | [7 empty] | 0 | 0
Section 5: Refurbishment of Existing Classrooms | Bill No. 1: Alterations | [5 empty] | The contractor will be required to take all dimensions affecting the existing buildings on the site and he will be held solely responsible for the accuracy of all such dimensions where used in the manufacture of new items (doors, windows, fittings, etc) | [7 empty] | 0 | 0
Section 5: Refurbishment of Existing Classrooms | Bill No. 1: Alterations | [5 empty] | REMOVAL OF EXISTING WORK | [7 empty] | 0 | 0
Section 5: Refurbishment of Existing Classrooms | Bill No. 1: Alterations | [5 empty] | Taking out and removing doors, windows, etc from brickwork to be replaced with new | [7 empty] | 0 | 0
Section 5: Refurbishment of Existing Classrooms | Bill No. 1: Alterations |  |  |  | A |  | Timber single door and steel frame 813 x 2032mm high overall from one brick wall | No | 18 | 300 | 5400 | 18 | 18 | 300 | 5400 | 5400
Section 5: Refurbishment of Existing Classrooms | Bill No. 1: Alterations | [5 empty] | Taking down and removing roofs, floors, panelling, ceilings, partitions, etc | [7 empty] | 0 | 0
Section 5: Refurbishment of Existing Classrooms | Bill No. 1: Alterations |  |  |  | B |  | Corrugated iron roof covering and timber purlins | m2 | 1104 | 25 | 27600 | 1104 | 1104 | 25 | 27600 | 27600
Section 5: Refurbishment of Existing Classrooms | Bill No. 1: Alterations |  |  |  | C |  | Gypsum plasterboard ceilings, including cornices, timber brandering, etc | m2 | 394 | 25 | 9850 | 394 | 394 | 25 | 9850 | 9850
Section 5: Refurbishment of Existing Classrooms | Bill No. 1: Alterations |  |  |  | D |  | Broken Fascias and Barge boards | m | 634 | 20 | 12680 | 634 | 634 | 20 | 12680 | 12680
Section 5: Refurbishment of Existing Classrooms | Bill No. 1: Alterations | [5 empty] | Taking out/off broken pin board,chalk board and replace with new one | [7 empty] | 0 | 0
Section 5: Refurbishment of Existing Classrooms | Bill No. 1: Alterations |  |  |  | E |  | Green type writing board, wall mounted board 2000mm x 1200mm high | no | 30 | 350 | 10500 | 30 | 30 | 350 | 10500 | 10500
Section 5: Refurbishment of Existing Classrooms | Bill No. 1: Alterations | [5 empty] | Hacking up/off and removing granolithic, screeds, plaster, etc from concrete or brickwork and preparing surfaces for new screed, plaster, tile finishes, etc | [7 empty] | 0 | 0
Section 5: Refurbishment of Existing Classrooms | Bill No. 1: Alterations |  |  |  | F |  | 30mm Screeds from floors | m2 | 1470 | 45 | 66150 | 1470 | 1470 | 45 | 66150 | 66150
Section 5: Refurbishment of Existing Classrooms | Bill No. 1: Alterations | [5 empty] | PREPARATORY WORK TO EXISTING SURFACES | [7 empty] | 0 | 0
Section 5: Refurbishment of Existing Classrooms | Bill No. 1: Alterations |  |  |  | G |  | Hacking faces of existing painted walls to receive new paint | m2 | 3742 | 20 | 74840 | 3742 | 3742 | 20 | 74840 | 74840
Section 5: Refurbishment of Existing Classrooms | Bill No. 1: Alterations | [5 empty] | CLEANING OF WALLS | [7 empty] | 0 | 0
Section 5: Refurbishment of Existing Classrooms | Bill No. 1: Alterations |  |  |  | H |  | Cleaning of face brick walls | m2 | 1341 | 65 | 87165 | 1341 | 1341 | 65 | 87165 | 87165
Section 5: Refurbishment of Existing Classrooms | Bill No. 2: Roof Coverings | [5 empty] | SECTION NO. 5 | [7 empty] | 0 | 0
Section 5: Refurbishment of Existing Classrooms | Bill No. 2: Roof Coverings | [5 empty] | LEPHADIMISHA - REFURBISHMENT OF EXISTING CLASSROOMS | [7 empty] | 0 | 0
Section 5: Refurbishment of Existing Classrooms | Bill No. 2: Roof Coverings | [5 empty] | BILL NO. 2 | [7 empty] | 0 | 0
Section 5: Refurbishment of Existing Classrooms | Bill No. 2: Roof Coverings | [5 empty] | ROOF COVERING AND CLADDING ETC | [7 empty] | 0 | 0
Section 5: Refurbishment of Existing Classrooms | Bill No. 2: Roof Coverings | [5 empty] | NOTES | [7 empty] | 0 | 0
Section 5: Refurbishment of Existing Classrooms | Bill No. 2: Roof Coverings | [5 empty] | For preambles see "Model Preambles for Trades 2017" | [7 empty] | 0 | 0
Section 5: Refurbishment of Existing Classrooms | Bill No. 2: Roof Coverings | [5 empty] | PROFILED METAL SHEETING AND ACCESSORIES | [7 empty] | 0 | 0
Section 5: Refurbishment of Existing Classrooms | Bill No. 2: Roof Coverings | [5 empty] | 0,6mm IBR Galvanized Corrugated Iron roof sheets with "Chromadek" finish on one side, in single lengths fixed to timber purlins or rails and 0,6mm galvanised steel accessories with "Chromadek" finish on one side | [7 empty] | 0 | 0
Section 5: Refurbishment of Existing Classrooms | Bill No. 2: Roof Coverings |  |  |  | A |  | Roof coverings with pitches to 40 degrees, including all flashings, ridge caps, fasteners and clips | m2 | 1104 | 395 | 436080 | 1104 | 1104 | 395 | 436080 | 436080
Section 5: Refurbishment of Existing Classrooms | Bill No. 2: Roof Coverings | [5 empty] | Supply and install ancillaries | [7 empty] | 0 | 0
Section 5: Refurbishment of Existing Classrooms | Bill No. 2: Roof Coverings |  |  |  | B |  | Extra over for ridge cap | m | 235 | 185 | 43475 | 235 | 235 | 185 | 43475 | 43475
Section 5: Refurbishment of Existing Classrooms | Bill No. 2: Roof Coverings | [5 empty] | ROOF INSULATION | [7 empty] | 0 | 0
Section 5: Refurbishment of Existing Classrooms | Bill No. 2: Roof Coverings |  |  |  | C |  | 75mm insulation on straining wires, as per manufacturer's specification (of 4 existing classrom blocks) | m2 | 1104 | 135 | 149040 | 1104 | 1104 | 135 | 149040 | 149040
Section 5: Refurbishment of Existing Classrooms | Bill No. 3: Capentry | [5 empty] | SECTION NO. 5 | [7 empty] | 0 | 0
Section 5: Refurbishment of Existing Classrooms | Bill No. 3: Capentry | [5 empty] | LEPHADIMISHA - REFURBISHMENT OF EXISTING CLASSROOMS | [7 empty] | 0 | 0
Section 5: Refurbishment of Existing Classrooms | Bill No. 3: Capentry | [5 empty] | BILL NO. 3 | [7 empty] | 0 | 0
Section 5: Refurbishment of Existing Classrooms | Bill No. 3: Capentry | [5 empty] | CARPENTRY AND JOINERY | [7 empty] | 0 | 0
Section 5: Refurbishment of Existing Classrooms | Bill No. 3: Capentry | [5 empty] | NOTES | [7 empty] | 0 | 0
Section 5: Refurbishment of Existing Classrooms | Bill No. 3: Capentry | [5 empty] | For preambles see "Model Preambles for Trades 2017" | [7 empty] | 0 | 0
Section 5: Refurbishment of Existing Classrooms | Bill No. 3: Capentry | [5 empty] | SUPPLEMENTARY PREAMBLES | [7 empty] | 0 | 0
Section 5: Refurbishment of Existing Classrooms | Bill No. 3: Capentry | [5 empty] | Fixing | [7 empty] | 0 | 0
Section 5: Refurbishment of Existing Classrooms | Bill No. 3: Capentry | [5 empty] | Items described as "nailed" shall be deemed to be fixed with hardened steel nails or pins, or to be shot-pinned, to brickwork or concrete | [7 empty] | 0 | 0
Section 5: Refurbishment of Existing Classrooms | Bill No. 3: Capentry | [5 empty] | Items described as "plugged" shall be deemed to include screwing to fibre, plastic or metal plugs at not exceeding 500mm centres, and where described as "bolted", the bolts have been given elsewhere | [7 empty] | 0 | 0
Section 5: Refurbishment of Existing Classrooms | Bill No. 3: Capentry | [5 empty] | Joinery | [7 empty] | 0 | 0
Section 5: Refurbishment of Existing Classrooms | Bill No. 3: Capentry | [5 empty] | Descriptions of frames shall be deemed to include frames, transoms, rails, etc. | [7 empty] | 0 | 0
Section 5: Refurbishment of Existing Classrooms | Bill No. 3: Capentry | [5 empty] | Descriptions of hardwood joinery shall be deemed to include sinking and pelleting heads and nuts of bolts | [7 empty] | 0 | 0
Section 5: Refurbishment of Existing Classrooms | Bill No. 3: Capentry | [5 empty] | Decorative thermosetting plastic laminate covering | [7 empty] | 0 | 0
Section 5: Refurbishment of Existing Classrooms | Bill No. 3: Capentry | [5 empty] | Laminate covering shall be glued under pressure and edge strips of same shall be butt jointed at junctions with adjacent similar finish | [7 empty] | 0 | 0
Section 5: Refurbishment of Existing Classrooms | Bill No. 3: Capentry | [5 empty] | Dimensions in descriptions of trusses are nominal and actual measurements are to be obtained from the architect/engineer and/or taken on site before design or fabrication commences | [7 empty] | 0 | 0
Section 5: Refurbishment of Existing Classrooms | Bill No. 3: Capentry | [5 empty] | EAVES, VERGES, ETC | [7 empty] | 0 | 0
Section 5: Refurbishment of Existing Classrooms | Bill No. 3: Capentry | [5 empty] | Fibre-cement fascia boards, screw fixed to truss ends & countersunk brass screw. | [7 empty] | 0 | 0
Section 5: Refurbishment of Existing Classrooms | Bill No. 3: Capentry |  |  |  | A |  | 250x10mm thick FC77 pressed fibre cement Fascias and barge boards | m | 275 | 95 | 26125 | 275 | 275 | 95 | 26125 | 26125
Section 5: Refurbishment of Existing Classrooms | Bill No. 3: Capentry | [5 empty] | DOORS, FRAMES ETC | [7 empty] | 0 | 0
Section 5: Refurbishment of Existing Classrooms | Bill No. 3: Capentry | [5 empty] | Wooden Doors | [7 empty] | 0 | 0
Section 5: Refurbishment of Existing Classrooms | Bill No. 3: Capentry |  |  |  | B |  | Size 813 x 2032 mm high doors 40mm thick internal solid timber door (T01) | No | 18 | 2500 | 45000 | 18 | 18 | 2500 | 45000 | 45000
Section 5: Refurbishment of Existing Classrooms | Bill No. 4: Ceilings | [5 empty] | SECTION NO. 5 | [7 empty] | 0 | 0
Section 5: Refurbishment of Existing Classrooms | Bill No. 4: Ceilings | [5 empty] | LEPHADIMISHA - REFURBISHMENT OF EXISTING CLASSROOMS | [7 empty] | 0 | 0
Section 5: Refurbishment of Existing Classrooms | Bill No. 4: Ceilings | [5 empty] | BILL NO. 4 | [7 empty] | 0 | 0
Section 5: Refurbishment of Existing Classrooms | Bill No. 4: Ceilings | [5 empty] | CEILINGS AND PARTITIONS | [7 empty] | 0 | 0
Section 5: Refurbishment of Existing Classrooms | Bill No. 4: Ceilings | [5 empty] | NOTES | [7 empty] | 0 | 0
Section 5: Refurbishment of Existing Classrooms | Bill No. 4: Ceilings | [5 empty] | For preambles see "Model Preambles for Trades 2017" | [7 empty] | 0 | 0
Section 5: Refurbishment of Existing Classrooms | Bill No. 4: Ceilings | [5 empty] | SUPPLEMENTARY PREAMBLES | [7 empty] | 0 | 0
Section 5: Refurbishment of Existing Classrooms | Bill No. 4: Ceilings | [5 empty] | Fixing | [7 empty] | 0 | 0
Section 5: Refurbishment of Existing Classrooms | Bill No. 4: Ceilings | [5 empty] | Items described as "nailed" shall be deemed to be fixed with hardened steel nails or pins, or to be shot-pinned, to brickwork or concrete | [7 empty] | 0 | 0
Section 5: Refurbishment of Existing Classrooms | Bill No. 4: Ceilings | [5 empty] | Items described as "plugged" shall be deemed to include screwing to fibre, plastic or metal plugs at not exceeding 500mm centres, and where described as "bolted", the bolts have been given elsewhere | [7 empty] | 0 | 0
Section 5: Refurbishment of Existing Classrooms | Bill No. 4: Ceilings | [5 empty] | Ceilings | [7 empty] | 0 | 0
Section 5: Refurbishment of Existing Classrooms | Bill No. 4: Ceilings | [5 empty] | Unless otherwise described ceilings shall be deemed to be horizontal | [7 empty] | 0 | 0
Section 5: Refurbishment of Existing Classrooms | Bill No. 4: Ceilings | [5 empty] | Electrical light fittings, diffusers, panels etc are generally "lay-in" units of the same dimensions as the suspension grid described and allowance must be made in the rates accordingly for their support inclusive of any flexibility in setting out that may be required (ceiling panels have not been deducted and pricing is to take cognisance thereof) | [7 empty] | 0 | 0
Section 5: Refurbishment of Existing Classrooms | Bill No. 4: Ceilings | [5 empty] | Steel components | [7 empty] | 0 | 0
Section 5: Refurbishment of Existing Classrooms | Bill No. 4: Ceilings | [5 empty] | All steel components for ceilings, partitions, etc. are to be galvanised in accordance with SANS 121 | [7 empty] | 0 | 0
Section 5: Refurbishment of Existing Classrooms | Bill No. 4: Ceilings | [5 empty] | NAILED UP CEILINGS | [7 empty] | 0 | 0
Section 5: Refurbishment of Existing Classrooms | Bill No. 4: Ceilings | [5 empty] | 6mm Gypsum ceiling Board fixed to 38x38mm SAP battens. | [7 empty] | 0 | 0
Section 5: Refurbishment of Existing Classrooms | Bill No. 4: Ceilings |  |  |  | A |  | Ceilings including as pine brandering at 500mm centres in both directions, | m2 | 1038 | 185 | 192030 | 1038 | 1038 | 185 | 192030 | 192030
Section 5: Refurbishment of Existing Classrooms | Bill No. 4: Ceilings |  |  |  | B |  | Extra over ceiling for 600 x 600mm pressed steel trap door, hinged to open 180 degree onto ceiling, in 610 x 610mm T-section steel frame | No | 18 | 500 | 9000 | 18 | 18 | 500 | 9000 | 9000
Section 5: Refurbishment of Existing Classrooms | Bill No. 4: Ceilings | [5 empty] | CORNICES | [7 empty] | 0 | 0
Section 5: Refurbishment of Existing Classrooms | Bill No. 4: Ceilings |  |  |  | C |  | 45 x 35mm Gyproc 9,5mm flush plaster trim cornices | m | 498 | 75 | 37350 | 498 | 498 | 75 | 37350 | 37350
Section 5: Refurbishment of Existing Classrooms | Bill No. 4: Ceilings | [5 empty] | INSULATION | [7 empty] | 0 | 0
Section 5: Refurbishment of Existing Classrooms | Bill No. 4: Ceilings | [5 empty] | Non-combustible fibreglass insulation of a density of not less than 10kg/m3 bonded with an inert thermo-setting resin | [7 empty] | 0 | 0
Section 5: Refurbishment of Existing Classrooms | Bill No. 4: Ceilings |  |  |  | D |  | 135mm Fibre blanket insulation | m2 | 1038 | 145 | 150510 | 1038 | 1038 | 145 | 150510 | 150510
Section 5: Refurbishment of Existing Classrooms | Bill No. 5: Ironmongery | [5 empty] | SECTION NO. 5 | [7 empty] | 0 | 0
Section 5: Refurbishment of Existing Classrooms | Bill No. 5: Ironmongery | [5 empty] | LEPHADIMISHA - REFURBISHMENT OF EXISTING CLASSROOMS | [7 empty] | 0 | 0
Section 5: Refurbishment of Existing Classrooms | Bill No. 5: Ironmongery | [5 empty] | BILL NO. 5 | [7 empty] | 0 | 0
Section 5: Refurbishment of Existing Classrooms | Bill No. 5: Ironmongery | [5 empty] | IRONMONGERY | [7 empty] | 0 | 0
Section 5: Refurbishment of Existing Classrooms | Bill No. 5: Ironmongery | [5 empty] | NOTES | [7 empty] | 0 | 0
Section 5: Refurbishment of Existing Classrooms | Bill No. 5: Ironmongery | [5 empty] | For preambles see "Model Preambles for Trades 2017" | [7 empty] | 0 | 0
Section 5: Refurbishment of Existing Classrooms | Bill No. 5: Ironmongery | [5 empty] | HINGES, BOLTS, ETC | [7 empty] | 0 | 0
Section 5: Refurbishment of Existing Classrooms | Bill No. 5: Ironmongery |  |  |  | A |  | 100 x 75mm Aluminium hinge with stainless steel washers | No | 36 | 200 | 7200 | 36 | 36 | 200 | 7200 | 7200
Section 5: Refurbishment of Existing Classrooms | Bill No. 5: Ironmongery |  |  |  | B |  | 150mm Chromium plated barrel bolt | No | 36 | 200 | 7200 | 36 | 36 | 200 | 7200 | 7200
Section 5: Refurbishment of Existing Classrooms | Bill No. 5: Ironmongery | [5 empty] | DOOR LOCKSETS, HANDLES etc. | [7 empty] | 0 | 0
Section 5: Refurbishment of Existing Classrooms | Bill No. 5: Ironmongery |  |  |  | C |  | 3 lever mortice lock or similar approved | No | 18 | 450 | 8100 | 18 | 18 | 450 | 8100 | 8100
Section 5: Refurbishment of Existing Classrooms | Bill No. 5: Ironmongery |  |  |  | D |  | 75 x 150mm anodised aluminium pull door handles with back plates | No | 18 | 450 | 8100 | 18 | 18 | 450 | 8100 | 8100
Section 5: Refurbishment of Existing Classrooms | Bill No. 5: Ironmongery | [5 empty] | DOOR STOP | [7 empty] | 0 | 0
Section 5: Refurbishment of Existing Classrooms | Bill No. 5: Ironmongery |  |  |  | E |  | Half Moon Satin Nickel Door Stopper | No | 18 | 80 | 1440 | 18 | 18 | 80 | 1440 | 1440
Section 5: Refurbishment of Existing Classrooms | Bill No. 5: Ironmongery | [5 empty] | PINNING BOARDS, WRITING BOARDS, PROJECTION SCREENS, ETC | [7 empty] | 0 | 0
Section 5: Refurbishment of Existing Classrooms | Bill No. 5: Ironmongery | [5 empty] | Parrots | [7 empty] | 0 | 0
Section 5: Refurbishment of Existing Classrooms | Bill No. 5: Ironmongery |  |  |  | F |  | Pinning board 2400 x 1200mm high | No | 18 | 4000 | 72000 | 18 | 18 | 4000 | 72000 | 72000
Section 5: Refurbishment of Existing Classrooms | Bill No. 5: Ironmongery |  |  |  | G |  | Green Chalkboard 4860mm x 1440mm high with chalk rail | No | 18 | 6000 | 108000 | 18 | 18 | 6000 | 108000 | 108000
Section 5: Refurbishment of Existing Classrooms | Bill No. 5: Ironmongery |  |  |  | H |  | white writing board 3000mm x 1200mm high with pen rail, plugged | No | 18 | 8000 | 144000 | 18 | 18 | 8000 | 144000 | 144000
Section 5: Refurbishment of Existing Classrooms | Bill No. 6: Structural Steelwork | [5 empty] | SECTION NO. 5 | [7 empty] | 0 | 0
Section 5: Refurbishment of Existing Classrooms | Bill No. 6: Structural Steelwork | [5 empty] | LEPHADIMISHA - REFURBISHMENT OF EXISTING CLASSROOMS | [7 empty] | 0 | 0
Section 5: Refurbishment of Existing Classrooms | Bill No. 6: Structural Steelwork | [5 empty] | BILL NO. 6 | [7 empty] | 0 | 0
Section 5: Refurbishment of Existing Classrooms | Bill No. 6: Structural Steelwork | [5 empty] | STRUCTURAL STEELWORK | [7 empty] | 0 | 0
Section 5: Refurbishment of Existing Classrooms | Bill No. 6: Structural Steelwork | [5 empty] | NOTES | [7 empty] | 0 | 0
Section 5: Refurbishment of Existing Classrooms | Bill No. 6: Structural Steelwork | [5 empty] | For preambles see "Model Preambles for Trades 2017" | [7 empty] | 0 | 0
Section 5: Refurbishment of Existing Classrooms | Bill No. 6: Structural Steelwork | [5 empty] | SUPPLEMENTARY PREAMBLES | [7 empty] | 0 | 0
Section 5: Refurbishment of Existing Classrooms | Bill No. 6: Structural Steelwork | [5 empty] | Erection shall include site transportation and handling to point of assembly. Supply includes delivery to site | [7 empty] | 0 | 0
Section 5: Refurbishment of Existing Classrooms | Bill No. 6: Structural Steelwork | [5 empty] | All steelwork shall be hot dip galvanised | [7 empty] | 0 | 0
Section 5: Refurbishment of Existing Classrooms | Bill No. 6: Structural Steelwork | [5 empty] | Where materials are not covered by Anglo Specifications included in the Works Information they shall be supplied to SANS 1431 Gr 300WA and Rolled section shall be supplied to Gr 350WA | [7 empty] | 0 | 0
Section 5: Refurbishment of Existing Classrooms | Bill No. 6: Structural Steelwork | [5 empty] | Structural Steelwork | [7 empty] | 0 | 0
Section 5: Refurbishment of Existing Classrooms | Bill No. 6: Structural Steelwork |  |  |  | A |  | Roof covering an area of 1104 meter squared with an overhang of 600mm to have light weight steel trusses and purlins, Bracing strap, screws for truss and screws for fixing purlins | m2 | 1104 | 665 | 734160 | 1104 | 1104 | 665 | 734160 | 734160
Section 5: Refurbishment of Existing Classrooms | Bill No. 7: Metalwork | [5 empty] | SECTION NO. 5 | [7 empty] | 0 | 0
Section 5: Refurbishment of Existing Classrooms | Bill No. 7: Metalwork | [5 empty] | LEPHADIMISHA - REFURBISHMENT OF EXISTING CLASSROOMS | [7 empty] | 0 | 0
Section 5: Refurbishment of Existing Classrooms | Bill No. 7: Metalwork | [5 empty] | BILL NO. 7 | [7 empty] | 0 | 0
Section 5: Refurbishment of Existing Classrooms | Bill No. 7: Metalwork | [5 empty] | METALWORK | [7 empty] | 0 | 0
Section 5: Refurbishment of Existing Classrooms | Bill No. 7: Metalwork | [5 empty] | NOTES | [7 empty] | 0 | 0
Section 5: Refurbishment of Existing Classrooms | Bill No. 7: Metalwork | [5 empty] | For preambles see "Model Preambles for Trades 2017" | [7 empty] | 0 | 0
Section 5: Refurbishment of Existing Classrooms | Bill No. 7: Metalwork | [5 empty] | SUPPLEMENTARY PREAMBLES | [7 empty] | 0 | 0
Section 5: Refurbishment of Existing Classrooms | Bill No. 7: Metalwork | [5 empty] | Descriptions of bolts shall be deemed to include nuts and washers | [7 empty] | 0 | 0
Section 5: Refurbishment of Existing Classrooms | Bill No. 7: Metalwork | [5 empty] | Descriptions of expansion anchors and bolts and chemical anchors and bolts shall be deemed to include nuts, washers and mortices in brickwork or concrete | [7 empty] | 0 | 0
Section 5: Refurbishment of Existing Classrooms | Bill No. 7: Metalwork | [5 empty] | Metalwork described as "holed for bolt(s)" shall be deemed to exclude the bolts unless otherwise described | [7 empty] | 0 | 0
Section 5: Refurbishment of Existing Classrooms | Bill No. 7: Metalwork | [5 empty] | PRESSED STEEL DOOR FRAMES (1,2mm rebated) | [7 empty] | 0 | 0
Section 5: Refurbishment of Existing Classrooms | Bill No. 7: Metalwork | [5 empty] | Supply and install complete rebated frames suitable for brick walls | [7 empty] | 0 | 0
Section 5: Refurbishment of Existing Classrooms | Bill No. 7: Metalwork |  |  |  | A |  | 1,2mm Rebated frames suitable For door 813 x 2 032mm high | No | 18 | 1450 | 26100 | 18 | 18 | 1450 | 26100 | 26100
Section 5: Refurbishment of Existing Classrooms | Bill No. 7: Metalwork | [5 empty] | SECURITY GATE | [7 empty] | 0 | 0
Section 5: Refurbishment of Existing Classrooms | Bill No. 7: Metalwork | [5 empty] | Supply and install complete security gate suitable for one brick walls | [7 empty] | 0 | 0
Section 5: Refurbishment of Existing Classrooms | Bill No. 7: Metalwork |  |  |  | B |  | Frame for door 813 x 2125mm high Xpanda security gate argent or similar approved (Gs01) | No | 18 | 7500 | 135000 | 18 | 18 | 7500 | 135000 | 135000
Section 5: Refurbishment of Existing Classrooms | Bill No. 8: Plastering | [5 empty] | SECTION NO. 5 | [7 empty] | 0 | 0
Section 5: Refurbishment of Existing Classrooms | Bill No. 8: Plastering | [5 empty] | LEPHADIMISHA - REFURBISHMENT OF EXISTING CLASSROOMS | [7 empty] | 0 | 0
Section 5: Refurbishment of Existing Classrooms | Bill No. 8: Plastering | [5 empty] | BILL NO. 8 | [7 empty] | 0 | 0
Section 5: Refurbishment of Existing Classrooms | Bill No. 8: Plastering | [5 empty] | PLASTERING | [7 empty] | 0 | 0
Section 5: Refurbishment of Existing Classrooms | Bill No. 8: Plastering | [5 empty] | NOTES | [7 empty] | 0 | 0
Section 5: Refurbishment of Existing Classrooms | Bill No. 8: Plastering | [5 empty] | For preambles see "Model Preambles for Trades 2017" | [7 empty] | 0 | 0
Section 5: Refurbishment of Existing Classrooms | Bill No. 8: Plastering | [5 empty] | SCREEDS | [7 empty] | 0 | 0
Section 5: Refurbishment of Existing Classrooms | Bill No. 8: Plastering | [5 empty] | 1:3 Cement plaster screeds steel floated | [7 empty] | 0 | 0
Section 5: Refurbishment of Existing Classrooms | Bill No. 8: Plastering |  |  |  | A |  | 40mm Thick on floors and landings | m2 | 1470 | 145 | 213150 | 1470 | 1470 | 145 | 213150 | 213150
Section 5: Refurbishment of Existing Classrooms | Bill No. 9: Plumbing and Drainage | [5 empty] | SECTION NO. 5 | [7 empty] | 0 | 0
Section 5: Refurbishment of Existing Classrooms | Bill No. 9: Plumbing and Drainage | [5 empty] | LEPHADIMISHA - REFURBISHMENT OF EXISTING CLASSROOMS | [7 empty] | 0 | 0
Section 5: Refurbishment of Existing Classrooms | Bill No. 9: Plumbing and Drainage | [5 empty] | BILL NO. 9 | [7 empty] | 0 | 0
Section 5: Refurbishment of Existing Classrooms | Bill No. 9: Plumbing and Drainage | [5 empty] | PLUMBING AND DRAINAGE | [7 empty] | 0 | 0
Section 5: Refurbishment of Existing Classrooms | Bill No. 9: Plumbing and Drainage | [5 empty] | NOTES | [7 empty] | 0 | 0
Section 5: Refurbishment of Existing Classrooms | Bill No. 9: Plumbing and Drainage | [5 empty] | For preambles see "Model Preambles for Trades 2017" | [7 empty] | 0 | 0
Section 5: Refurbishment of Existing Classrooms | Bill No. 9: Plumbing and Drainage | [5 empty] | RAINWATER DISPOSAL | [7 empty] | 0 | 0
Section 5: Refurbishment of Existing Classrooms | Bill No. 9: Plumbing and Drainage | [5 empty] | PVC Gutters and Downpipes: | [7 empty] | 0 | 0
Section 5: Refurbishment of Existing Classrooms | Bill No. 9: Plumbing and Drainage |  |  |  | A |  | 100mm x 100mm 0.58mm(Thickness) Traffic green Chromadek rainwater gutter at standard length | m | 450 | 135 | 60750 | 450 | 450 | 135 | 60750 | 60750
Section 5: Refurbishment of Existing Classrooms | Bill No. 9: Plumbing and Drainage |  |  |  | B |  | Extra over eaves gutter for stopped end. | No | 48 | 200 | 9600 | 48 | 48 | 200 | 9600 | 9600
Section 5: Refurbishment of Existing Classrooms | Bill No. 9: Plumbing and Drainage |  |  |  | C |  | Extra over eaves gutter for outlet for 75mm PVC downpipe. | No | 48 | 200 | 9600 | 48 | 48 | 200 | 9600 | 9600
Section 5: Refurbishment of Existing Classrooms | Bill No. 9: Plumbing and Drainage |  |  |  | D |  | 105mm x 70mm x 0.58mm (Thickness) Traffic green rectangular fluted Chromadek. rainwater downpipe at standard length | m | 132 | 135 | 17820 | 132 | 132 | 135 | 17820 | 17820
Section 5: Refurbishment of Existing Classrooms | Bill No. 9: Plumbing and Drainage |  |  |  | E |  | Extra over rainwater downpipe for bends | No | 48 | 200 | 9600 | 48 | 48 | 200 | 9600 | 9600
Section 5: Refurbishment of Existing Classrooms | Bill No. 10: Glazing | [5 empty] | SECTION NO. 5 | [7 empty] | 0 | 0
Section 5: Refurbishment of Existing Classrooms | Bill No. 10: Glazing | [5 empty] | LEPHADIMISHA - REFURBISHMENT OF EXISTING CLASSROOMS | [7 empty] | 0 | 0
Section 5: Refurbishment of Existing Classrooms | Bill No. 10: Glazing | [5 empty] | BILL NO. 10 | [7 empty] | 0 | 0
Section 5: Refurbishment of Existing Classrooms | Bill No. 10: Glazing | [5 empty] | GLAZING | [7 empty] | 0 | 0
Section 5: Refurbishment of Existing Classrooms | Bill No. 10: Glazing | [5 empty] | NOTES | [7 empty] | 0 | 0
Section 5: Refurbishment of Existing Classrooms | Bill No. 10: Glazing | [5 empty] | For preambles see "Model Preambles for Trades 2017" | [7 empty] | 0 | 0
Section 5: Refurbishment of Existing Classrooms | Bill No. 10: Glazing | [5 empty] | GLAZING TO STEEL WITH PUTTY | [7 empty] | 0 | 0
Section 5: Refurbishment of Existing Classrooms | Bill No. 10: Glazing | [5 empty] | Repair of broken window glazing including fixing the putty | [7 empty] | 0 | 0
Section 5: Refurbishment of Existing Classrooms | Bill No. 10: Glazing |  |  |  | A |  | 4mm clear float glass puttied in steel window putty for 900 x 1250 window frame | m2 | 172 | 450 | 77400 | 172 | 172 | 450 | 77400 | 77400
Section 5: Refurbishment of Existing Classrooms | Bill No. 11: Paintwork | [5 empty] | SECTION NO. 5 | [7 empty] | 0 | 0
Section 5: Refurbishment of Existing Classrooms | Bill No. 11: Paintwork | [5 empty] | LEPHADIMISHA - REFURBISHMENT OF EXISTING CLASSROOMS | [7 empty] | 0 | 0
Section 5: Refurbishment of Existing Classrooms | Bill No. 11: Paintwork | [5 empty] | BILL NO. 11 | [7 empty] | 0 | 0
Section 5: Refurbishment of Existing Classrooms | Bill No. 11: Paintwork | [5 empty] | PAINTWORK | [7 empty] | 0 | 0
Section 5: Refurbishment of Existing Classrooms | Bill No. 11: Paintwork | [5 empty] | NOTES | [7 empty] | 0 | 0
Section 5: Refurbishment of Existing Classrooms | Bill No. 11: Paintwork | [5 empty] | For preambles see "Model Preambles for Trades 2017" | [7 empty] | 0 | 0
Section 5: Refurbishment of Existing Classrooms | Bill No. 11: Paintwork | [5 empty] | SUPPLEMENTARY PREAMBLES | [7 empty] | 0 | 0
Section 5: Refurbishment of Existing Classrooms | Bill No. 11: Paintwork | [5 empty] | Adjoining paint surfaces: The contractor is to take into consideration that the paintwork to the external facade will be applied to different textures as well as differ in paint specification and colour adjoining each other. No claims whatsoever for cost or time extension will be entertained for the above-mentioned. Quality monitoring of paint surfaces: The contractor needs to allow for quality checks of all primer coats by an approved authority (for example Qualitec) prior commencement of final coats. No claims whatsoever for cost or time extension will be entertained for the above-mentioned | [7 empty] | 0 | 0
Section 5: Refurbishment of Existing Classrooms | Bill No. 11: Paintwork | [5 empty] | PREPARATORY WORK TO EXISTING WORK | [7 empty] | 0 | 0
Section 5: Refurbishment of Existing Classrooms | Bill No. 11: Paintwork | [5 empty] | Previously painted plastered surfaces | [7 empty] | 0 | 0
Section 5: Refurbishment of Existing Classrooms | Bill No. 11: Paintwork | [5 empty] | Surfaces shall be thoroughly washed down and allowed to dry completely before any paint is applied. Blistered or peeling paint shall be completely removed and cracks shall be opened, filled with a suitable filler and finished smooth | [7 empty] | 0 | 0
Section 5: Refurbishment of Existing Classrooms | Bill No. 11: Paintwork | [5 empty] | Previously painted metal surfaces | [7 empty] | 0 | 0
Section 5: Refurbishment of Existing Classrooms | Bill No. 11: Paintwork | [5 empty] | Surfaces shall be thoroughly rubbed and cleaned down. Blistered or peeling paint shall be completely removed down to bare metal | [7 empty] | 0 | 0
Section 5: Refurbishment of Existing Classrooms | Bill No. 11: Paintwork | [5 empty] | Roof Surfaces shall be thoroughly sanded, pressure washed, rust treated and re-sealed before being painted. | [7 empty] | 0 | 0
Section 5: Refurbishment of Existing Classrooms | Bill No. 11: Paintwork | [5 empty] | Previously painted wood surfaces | [7 empty] | 0 | 0
Section 5: Refurbishment of Existing Classrooms | Bill No. 11: Paintwork | [5 empty] | Surfaces shall be thoroughly cleaned down. Blistered or peeling paint shall be completely removed and cracks and crevices shall be primed, filled with suitable filler and finished smooth | [7 empty] | 0 | 0
Section 5: Refurbishment of Existing Classrooms | Bill No. 11: Paintwork | [5 empty] | PAINTWORK, ETC TO NEW WORK ON: | [7 empty] | 0 | 0
Section 5: Refurbishment of Existing Classrooms | Bill No. 11: Paintwork | [5 empty] | ON FIBRE-CEMENT BOARD SURFACES | [7 empty] | 0 | 0
Section 5: Refurbishment of Existing Classrooms | Bill No. 11: Paintwork | [5 empty] | Apply one coat plascon 'merit plaster primer', and two coats plascon 'vip plastic PVA'. | [7 empty] | 0 | 0
Section 5: Refurbishment of Existing Classrooms | Bill No. 11: Paintwork |  |  |  | A |  | Ceiling boards | m2 | 1038 | 85 | 88230 | 1038 | 1038 | 85 | 88230 | 88230
Section 5: Refurbishment of Existing Classrooms | Bill No. 11: Paintwork |  |  |  | B |  | Cornices | m2 | 270 | 85 | 22950 | 270 | 270 | 85 | 22950 | 22950
Section 5: Refurbishment of Existing Classrooms | Bill No. 11: Paintwork |  |  |  | C |  | Fascias and barge boards | m | 432 | 75 | 32400 | 432 | 432 | 75 | 32400 | 32400
Section 5: Refurbishment of Existing Classrooms | Bill No. 11: Paintwork | [5 empty] | ON METAL SURFACES | [7 empty] | 0 | 0
Section 5: Refurbishment of Existing Classrooms | Bill No. 11: Paintwork | [5 empty] | One coat alkyd based universal undercoat and one coat superior quality universal enamel paint | [7 empty] | 0 | 0
Section 5: Refurbishment of Existing Classrooms | Bill No. 11: Paintwork |  |  |  | D |  | Doors frames | m2 | 108 | 85 | 9180 | 108 | 108 | 85 | 9180 | 9180
Section 5: Refurbishment of Existing Classrooms | Bill No. 11: Paintwork | [5 empty] | WOOD SURFACES WITH | [7 empty] | 0 | 0
Section 5: Refurbishment of Existing Classrooms | Bill No. 11: Paintwork | [5 empty] | One coat oil wood primer, one coat universal undercoat and two coats super universal enamel paint on | [7 empty] | 0 | 0
Section 5: Refurbishment of Existing Classrooms | Bill No. 11: Paintwork |  |  |  | E |  | Doors | m2 | 80 | 85 | 6800 | 80 | 80 | 85 | 6800 | 6800
Section 5: Refurbishment of Existing Classrooms | Bill No. 11: Paintwork | [5 empty] | PAINTWORK, ETC TO PREVIOUSLY PAINTED WORK ON | [7 empty] | 0 | 0
Section 5: Refurbishment of Existing Classrooms | Bill No. 11: Paintwork | [5 empty] | FLOATED PLASTER SURFACES WITH | [7 empty] | 0 | 0
Section 5: Refurbishment of Existing Classrooms | Bill No. 11: Paintwork | [5 empty] | Apply one coat primer, one coat undercoat and two coats acrylic PVA. | [7 empty] | 0 | 0
Section 5: Refurbishment of Existing Classrooms | Bill No. 11: Paintwork |  |  |  | F |  | External walls | m2 | 1900 | 85 | 161500 | 1900 | 1900 | 85 | 161500 | 161500
Section 5: Refurbishment of Existing Classrooms | Bill No. 11: Paintwork |  |  |  | G |  | Internal walls | m2 | 1842 | 85 | 156570 | 1842 | 1842 | 85 | 156570 | 156570
Section 5: Refurbishment of Existing Classrooms | Bill No. 11: Paintwork |  |  |  | H |  | Narrow widths | m2 | 299.36 | 85 | 25445.6 | 299.36 | 299.36 | 85 | 25445.6 | 25445.6
Section 5: Refurbishment of Existing Classrooms | Bill No. 11: Paintwork | [5 empty] | ON METAL SURFACES | [7 empty] | 0 | 0
Section 5: Refurbishment of Existing Classrooms | Bill No. 11: Paintwork | [5 empty] | One coat alkyd based universal undercoat and one coat superior quality universal enamel paint | [7 empty] | 0 | 0
Section 5: Refurbishment of Existing Classrooms | Bill No. 11: Paintwork |  |  |  | J |  | Window frame | m2 | 120 | 85 | 10200 | 120 | 120 | 85 | 10200 | 10200
Section 5: Refurbishment of Existing Classrooms | Bill No. 12: Electrical Installations | [5 empty] | SECTION NO. 5 | [7 empty] | 0 | 0
Section 5: Refurbishment of Existing Classrooms | Bill No. 12: Electrical Installations | [5 empty] | LEPHADIMISHA - REFURBISHMENT OF EXISTING CLASSROOMS | [7 empty] | 0 | 0
Section 5: Refurbishment of Existing Classrooms | Bill No. 12: Electrical Installations | [5 empty] | BILL NO. 12 | [7 empty] | 0 | 0
Section 5: Refurbishment of Existing Classrooms | Bill No. 12: Electrical Installations | [5 empty] | ELECTRICAL INSTALLATIONS | [7 empty] | 0 | 0
Section 5: Refurbishment of Existing Classrooms | Bill No. 12: Electrical Installations | [5 empty] | NOTES | [7 empty] | 0 | 0
Section 5: Refurbishment of Existing Classrooms | Bill No. 12: Electrical Installations | [5 empty] | For preambles see "Model Preambles for Trades 2017" | [7 empty] | 0 | 0
Section 5: Refurbishment of Existing Classrooms | Bill No. 12: Electrical Installations | [5 empty] | DISTRIBUTION BOARD | [7 empty] | 0 | 0
Section 5: Refurbishment of Existing Classrooms | Bill No. 12: Electrical Installations | [5 empty] | COMPLETE SUPPLY & INSTALLATION OF ALL MATERIAL LISTED HEREUNDER: | [7 empty] | 0 | 0
Section 5: Refurbishment of Existing Classrooms | Bill No. 12: Electrical Installations | [5 empty] | NOTE: TENDERERS ARE ADVISED TO STUDY THEPROJECT SPECIFICATION, QUALITY OF MATERIAL AND INSTALLATION SPECIFICATION THAT IS APPLICABLE TO THE EQUIPMENT AND MATERIALS IN THIS BILL | [7 empty] | 0 | 0
Section 5: Refurbishment of Existing Classrooms | Bill No. 12: Electrical Installations | [5 empty] | Distribution Board DB-5 : 3 Classroom Block E | [7 empty] | 0 | 0
Section 5: Refurbishment of Existing Classrooms | Bill No. 12: Electrical Installations |  |  |  | A |  | Supply and install flush mounted distribution board complete with doors, frames, sub-frames, chassis, fixtures, fittings, terminations, busbars and wiring with spare space as per specification as well as security detail. Material and labour excluding the items listed hereunder Equipment provided in Distribution Board | No. | 6 | 4000 | 24000 | 6 | 6 | 4000 | 24000 | 24000
Section 5: Refurbishment of Existing Classrooms | Bill No. 12: Electrical Installations | [5 empty] | Equipment provided in Distribution Board | [7 empty] | 0 | 0
Section 5: Refurbishment of Existing Classrooms | Bill No. 12: Electrical Installations | [5 empty] | Moulded Case Circuit Breakers | [7 empty] | 0 | 0
Section 5: Refurbishment of Existing Classrooms | Bill No. 12: Electrical Installations |  |  |  | B |  | 10 Ampere S.P. 3 kA | No. | 24 | 300 | 7200 | 24 | 24 | 300 | 7200 | 7200
Section 5: Refurbishment of Existing Classrooms | Bill No. 12: Electrical Installations |  |  |  | C |  | 20 Ampere S.P. 3 kA | No. | 18 | 400 | 7200 | 18 | 18 | 400 | 7200 | 7200
Section 5: Refurbishment of Existing Classrooms | Bill No. 12: Electrical Installations |  |  |  | D |  | 30 Ampere S.P. 3kA | No. | [6 empty] | 0 | 0
Section 5: Refurbishment of Existing Classrooms | Bill No. 12: Electrical Installations |  |  |  | E |  | 63 Ampere D.P. 3kA Main switch | No. | 6 | 4000 | 24000 | 6 | 6 | 4000 | 24000 | 24000
Section 5: Refurbishment of Existing Classrooms | Bill No. 12: Electrical Installations | [5 empty] | Earth Leakage Units | [7 empty] | 0 | 0
Section 5: Refurbishment of Existing Classrooms | Bill No. 12: Electrical Installations |  |  |  | F |  | 63 Ampere DP. 3 kA 30 mA | No. | 6 | 1500 | 9000 | 6 | 6 | 1500 | 9000 | 9000
Section 5: Refurbishment of Existing Classrooms | Bill No. 12: Electrical Installations | [5 empty] | Labels | [7 empty] | 0 | 0
Section 5: Refurbishment of Existing Classrooms | Bill No. 12: Electrical Installations |  |  |  | G |  | Danger sign and labels as specified | Item | 60 | 100 | 6000 | 60 | 60 | 100 | 6000 | 6000
Section 5: Refurbishment of Existing Classrooms | Bill No. 12: Electrical Installations | [5 empty] | Low Voltage Cables | [7 empty] | 0 | 0
Section 5: Refurbishment of Existing Classrooms | Bill No. 12: Electrical Installations | [5 empty] | 600/1000V grade PVC/PVC/SWA/PVC stranded copper conductor cable (terminations and earth conductors elsewhere measured) Cable laid in trenching (excavations elsewhere measured) | [7 empty] | 0 | 0
Section 5: Refurbishment of Existing Classrooms | Bill No. 12: Electrical Installations |  |  |  | H |  | 10mm² x 2-core | m | 360 | 135 | 48600 | 360 | 360 | 135 | 48600 | 48600
Section 5: Refurbishment of Existing Classrooms | Bill No. 12: Electrical Installations | [5 empty] | Cable Terminations complete including glands, shrouds, lugs, | [7 empty] | 0 | 0
Section 5: Refurbishment of Existing Classrooms | Bill No. 12: Electrical Installations | [5 empty] | connections and commissioning | [7 empty] | 0 | 0
Section 5: Refurbishment of Existing Classrooms | Bill No. 12: Electrical Installations |  |  |  | J |  | 10mm² x 2-core | No. | 12 | 300 | 3600 | 12 | 12 | 300 | 3600 | 3600
Section 5: Refurbishment of Existing Classrooms | Bill No. 12: Electrical Installations | [5 empty] | Stranded Copper Earth Wire strapped to Cables including Terminations complete with drilling, bolting, lugs, connections and commissioning | [7 empty] | 0 | 0
Section 5: Refurbishment of Existing Classrooms | Bill No. 12: Electrical Installations |  |  |  | K |  | 10mm² (insulated copper earth wire) | m | 360 | 18 | 6480 | 360 | 360 | 18 | 6480 | 6480
Section 5: Refurbishment of Existing Classrooms | Bill No. 12: Electrical Installations | [5 empty] | EXCAVATIONS | [7 empty] | 0 | 0
Section 5: Refurbishment of Existing Classrooms | Bill No. 12: Electrical Installations | [5 empty] | All excavations, backlocal labour temporary support of sides, keeping excavations dry, filling and compaction must be done manually using backfilling and compacting to the Engineer's specification. | [7 empty] | 0 | 0
Section 5: Refurbishment of Existing Classrooms | Bill No. 12: Electrical Installations |  |  |  | L |  | Pickable Soil (0.3 widex0.6 deep) | m³ | 66 | 165 | 10890 | 66 | 66 | 165 | 10890 | 10890
Section 5: Refurbishment of Existing Classrooms | Bill No. 12: Electrical Installations |  |  |  | M |  | For Soft Rock | m³ | [6 empty] | 0 | 0
Section 5: Refurbishment of Existing Classrooms | Bill No. 12: Electrical Installations |  |  |  | N |  | For Hard Rock | m³ | [6 empty] | 0 | 0
Section 5: Refurbishment of Existing Classrooms | Bill No. 12: Electrical Installations |  |  |  | P |  | Bedding under and filling around cables comprising sifted sand | m³ | [6 empty] | 0 | 0
Section 5: Refurbishment of Existing Classrooms | Bill No. 12: Electrical Installations | [5 empty] | CABLE MARKERS | [7 empty] | 0 | 0
Section 5: Refurbishment of Existing Classrooms | Bill No. 12: Electrical Installations |  |  |  | Q |  | PVC warning marking tape roll of 500m | m | 360 | 4.2 | 1512 | 360 | 360 | 4.2 | 1512 | 1512
Section 5: Refurbishment of Existing Classrooms | Bill No. 12: Electrical Installations |  |  |  | R |  | Concrete route markers | No. |  |  | 0 |  |  |  | 0 | 0
Section 5: Refurbishment of Existing Classrooms | Bill No. 12: Electrical Installations | [5 empty] | SLEEVES | [7 empty] | 0 | 0
Section 5: Refurbishment of Existing Classrooms | Bill No. 12: Electrical Installations |  |  |  | S |  | 110mm dia | m |  |  | 0 |  |  |  | 0 | 0
Section 5: Refurbishment of Existing Classrooms | Bill No. 12: Electrical Installations |  |  |  | T |  | 50mm dia | m | 60 | 50 | 3000 | 60 | 60 | 50 | 3000 | 3000
Section 5: Refurbishment of Existing Classrooms | Bill No. 12: Electrical Installations |  |  |  | U |  | 32mm dia | m | 60 | 25 | 1500 | 60 | 60 | 25 | 1500 | 1500
Section 5: Refurbishment of Existing Classrooms | Bill No. 12: Electrical Installations | [5 empty] | DRAW WIRE | [7 empty] | 0 | 0
Section 5: Refurbishment of Existing Classrooms | Bill No. 12: Electrical Installations |  |  |  | V |  | Galvanised 1,6mm dia. draw wire | m | 120 | 4.2 | 504 | 120 | 120 | 4.2 | 504 | 504
Section 5: Refurbishment of Existing Classrooms | Bill No. 12: Electrical Installations | [5 empty] | INTERNAL ELECTRICAL INSTALLATION SMALL POWER & LIGHTING | [7 empty] | 0 | 0
Section 5: Refurbishment of Existing Classrooms | Bill No. 12: Electrical Installations | [5 empty] | Tenderers are advised to study the specification before pricing the bill. | [7 empty] | 0 | 0
Section 5: Refurbishment of Existing Classrooms | Bill No. 12: Electrical Installations | [5 empty] | (Complete installation : Internal Electrical Installation) | [7 empty] | 0 | 0
Section 5: Refurbishment of Existing Classrooms | Bill No. 12: Electrical Installations | [5 empty] | SMALL POWER AND LIGHTING | [7 empty] | 0 | 0
Section 5: Refurbishment of Existing Classrooms | Bill No. 12: Electrical Installations | [5 empty] | Conduit and accessories as specified. Conduit placed in position for casting into concrete or screed, for building or chased into concrete or brickwork and for surface mounted in ceiling void including bending, threading, jointing, short lengths, draw boxes, couplings, bends, tees and saddles. | [7 empty] | 0 | 0
Section 5: Refurbishment of Existing Classrooms | Bill No. 12: Electrical Installations |  |  |  | W |  | 20mm | m | 1800 | 20 | 36000 | 1800 | 1800 | 20 | 36000 | 36000
Section 5: Refurbishment of Existing Classrooms | Bill No. 12: Electrical Installations |  |  |  | X |  | 25mm | m | 600 | 21 | 12600 | 600 | 600 | 21 | 12600 | 12600
Section 5: Refurbishment of Existing Classrooms | Bill No. 12: Electrical Installations | [5 empty] | Round conduit box as specified placed in position for casting into concrete, building or chased into brickwork or surface mounted including locknuts and bushes | [7 empty] | 0 | 0
Section 5: Refurbishment of Existing Classrooms | Bill No. 12: Electrical Installations |  |  |  | Y |  | 60mm deep | No. | 24 | 24 | 576 | 24 | 24 | 24 | 576 | 576
Section 5: Refurbishment of Existing Classrooms | Bill No. 12: Electrical Installations | [5 empty] | Wall boxes as specified placed in position for casting into concrete, building or chased into brickwork including locknuts and bushes | [7 empty] | 0 | 0
Section 5: Refurbishment of Existing Classrooms | Bill No. 12: Electrical Installations | [5 empty] | Where cavity walls or face brick walls are encountered tenderers must allow to install deep back to back (one end closed) wall boxes | [7 empty] | 0 | 0
Section 5: Refurbishment of Existing Classrooms | Bill No. 12: Electrical Installations |  |  |  | Z |  | 100 x 50mm | No. | 30 | 18 | 540 | 30 | 30 | 18 | 540 | 540
Section 5: Refurbishment of Existing Classrooms | Bill No. 12: Electrical Installations |  |  |  | AA |  | 100 x 100mm | No. | 54 | 20 | 1080 | 54 | 54 | 20 | 1080 | 1080
Section 5: Refurbishment of Existing Classrooms | Bill No. 12: Electrical Installations | [5 empty] | Blank Boxes & Covers | [7 empty] | 0 | 0
Section 5: Refurbishment of Existing Classrooms | Bill No. 12: Electrical Installations |  |  |  | AB |  | 100x100mm | No. | 18 | 24 | 432 | 18 | 18 | 24 | 432 | 432
Section 5: Refurbishment of Existing Classrooms | Bill No. 12: Electrical Installations | [5 empty] | Conductors | [7 empty] | 0 | 0
Section 5: Refurbishment of Existing Classrooms | Bill No. 12: Electrical Installations | [5 empty] | 600/1000V grade PVC insulated stranded copper conductors drawn | [7 empty] | 0 | 0
Section 5: Refurbishment of Existing Classrooms | Bill No. 12: Electrical Installations | [5 empty] | into conduit | [7 empty] | 0 | 0
Section 5: Refurbishment of Existing Classrooms | Bill No. 12: Electrical Installations |  |  |  | AC |  | 2,5mm² | m | 2700 | 10 | 27000 | 2700 | 2700 | 10 | 27000 | 27000
Section 5: Refurbishment of Existing Classrooms | Bill No. 12: Electrical Installations |  |  |  | AD |  | 4,0mm² | m | 900 | 12 | 10800 | 900 | 900 | 12 | 10800 | 10800
Section 5: Refurbishment of Existing Classrooms | Bill No. 12: Electrical Installations |  |  |  | AE |  | 6,0mm² | m | 60 | 21.5 | 1290 | 60 | 60 | 21.5 | 1290 | 1290
Section 5: Refurbishment of Existing Classrooms | Bill No. 12: Electrical Installations | [5 empty] | Bare stranded copper earth conductors drawn into conduits | [7 empty] | #VALUE! | #VALUE!
Section 5: Refurbishment of Existing Classrooms | Bill No. 12: Electrical Installations |  |  |  | AF |  | 2,5mm² | m | 3600 | 10 | 36000 | 3600 | 3600 | 10 | 36000 | 36000
Section 5: Refurbishment of Existing Classrooms | Bill No. 12: Electrical Installations | [5 empty] | Appliances | [7 empty] | 0 | 0
Section 5: Refurbishment of Existing Classrooms | Bill No. 12: Electrical Installations | [5 empty] | Complete with cover plate fixed in flush boxes (boxes elsewhere measured) | [7 empty] | 0 | 0
Section 5: Refurbishment of Existing Classrooms | Bill No. 12: Electrical Installations | [5 empty] | Socket Outlets | [7 empty] | 0 | 0
Section 5: Refurbishment of Existing Classrooms | Bill No. 12: Electrical Installations | [5 empty] | Double 16 Ampere round 3-pin 250V grade | [7 empty] | 0 | 0
Section 5: Refurbishment of Existing Classrooms | Bill No. 12: Electrical Installations |  |  |  | AG |  | Switched socket outlet | No. | 36 | 200 | 7200 | 36 | 36 | 200 | 7200 | 7200
Section 5: Refurbishment of Existing Classrooms | Bill No. 12: Electrical Installations |  |  |  | AH |  | Telephone point complete with boxes and covers on 100 x 100 box | No. | [6 empty] | 0 | 0
Section 5: Refurbishment of Existing Classrooms | Bill No. 12: Electrical Installations |  |  |  | AJ |  | Data point complete with boxes and covers on 100 x 100 box | No. | [6 empty] | 0 | 0
Section 5: Refurbishment of Existing Classrooms | Bill No. 12: Electrical Installations |  |  |  | AK |  | Underfloor duct plug station (4) | No. | [6 empty] | 0 | 0
Section 5: Refurbishment of Existing Classrooms | Bill No. 12: Electrical Installations |  |  |  | AL |  | 20A Isolators | No. | [6 empty] | 0 | 0
Section 5: Refurbishment of Existing Classrooms | Bill No. 12: Electrical Installations |  |  |  | AM |  | 32A Isolators | No. | [6 empty] | 0 | 0
Section 5: Refurbishment of Existing Classrooms | Bill No. 12: Electrical Installations |  |  |  | AN |  | 60A Isolators | No. | 6 | 395 | 2370 | 6 | 6 | 395 | 2370 | 2370
Section 5: Refurbishment of Existing Classrooms | Bill No. 12: Electrical Installations | [5 empty] | Light Switches | [7 empty] | 0 | 0
Section 5: Refurbishment of Existing Classrooms | Bill No. 12: Electrical Installations |  |  |  | AP |  | 16 Ampere 250V grade single lever one way | No. | 30 | 155 | 4650 | 30 | 30 | 155 | 4650 | 4650
Section 5: Refurbishment of Existing Classrooms | Bill No. 12: Electrical Installations |  |  |  | AQ |  | 16 Ampere 250V grade single lever two way | No. | [6 empty] | 0 | 0
Section 5: Refurbishment of Existing Classrooms | Bill No. 12: Electrical Installations |  |  |  | AR |  | 16 Ampere 250V grade double lever one way | No. | [6 empty] | 0 | 0
Section 5: Refurbishment of Existing Classrooms | Bill No. 12: Electrical Installations |  |  |  | AS |  | 17 Ampere 250V grade four lever one way | No. | [6 empty] | 0 | 0
Section 5: Refurbishment of Existing Classrooms | Bill No. 12: Electrical Installations |  |  |  | AT |  | Galvanised draw wire (1.6mm) | m | 1200 | 4.2 | 5040 | 1200 | 1200 | 4.2 | 5040 | 5040
Section 5: Refurbishment of Existing Classrooms | Bill No. 12: Electrical Installations | [5 empty] | APPLIANCES | [7 empty] | 0 | 0
Section 5: Refurbishment of Existing Classrooms | Bill No. 12: Electrical Installations | [5 empty] | Surface mounted appliance complete | [7 empty] | 0 | 0
Section 5: Refurbishment of Existing Classrooms | Bill No. 12: Electrical Installations |  |  |  | AU |  | 16 Ampere photo cell in an empty luminaire | No. | 6 | 400 | 2400 | 6 | 6 | 400 | 2400 | 2400
Section 5: Refurbishment of Existing Classrooms | Bill No. 12: Electrical Installations | [5 empty] | LUMINAIRES | [7 empty] | 0 | 0
Section 5: Refurbishment of Existing Classrooms | Bill No. 12: Electrical Installations | [5 empty] | Installed and mounted to round boxes in brickwork or ceiling including | [7 empty] | 0 | 0
Section 5: Refurbishment of Existing Classrooms | Bill No. 12: Electrical Installations | [5 empty] | all fixings, brackets, supports, connectors, connections and lamps. | [7 empty] | 0 | 0
Section 5: Refurbishment of Existing Classrooms | Bill No. 12: Electrical Installations | [5 empty] | Type A | [7 empty] | 0 | 0
Section 5: Refurbishment of Existing Classrooms | Bill No. 12: Electrical Installations |  |  |  | AV |  | 1200mm long 2 x 18W LED lamp Open channel switch start luminaire as per quality specification. | No. | 72 | 1050 | 75600 | 72 | 72 | 1050 | 75600 | 75600
Section 5: Refurbishment of Existing Classrooms | Bill No. 12: Electrical Installations | [5 empty] | Type C1 | [7 empty] | 0 | 0
Section 5: Refurbishment of Existing Classrooms | Bill No. 12: Electrical Installations |  |  |  | AW |  | 1 x 9W LED lamp bulkhead fitting with high pressure die cast aluminium base and an opal non discoloring acrylic diffuser. IP 65 rated. White | No. | 30 | 1500 | 45000 | 30 | 30 | 1500 | 45000 | 45000
Section 5: Refurbishment of Existing Classrooms | Bill No. 12: Electrical Installations | [5 empty] | Type C2 | [7 empty] | 0 | 0
Section 5: Refurbishment of Existing Classrooms | Bill No. 12: Electrical Installations |  |  |  | AX |  | 1 x 28W LED lamp decorative bulkhead fitting with aluminium base and an opal non discoloring acrylic diffuser. IP 65 rated, Black | No. | 60 | 1980 | 118800 | 60 | 60 | 1980 | 118800 | 118800
Section 5: Refurbishment of Existing Classrooms | Bill No. 12: Electrical Installations | [5 empty] | EARTHING INSTALLATION | [7 empty] | 0 | 0
Section 5: Refurbishment of Existing Classrooms | Bill No. 12: Electrical Installations | [5 empty] | Conduit : Prices include cutting, bending, threading, reaming bending, setting, joints, draw boxes, expansion joint boxes and installation materials. | [7 empty] | 0 | 0
Section 5: Refurbishment of Existing Classrooms | Bill No. 12: Electrical Installations | [5 empty] | Prices for concealed conduit shall be averaged for installation in any of the following situations: | [7 empty] | 0 | 0
Section 5: Refurbishment of Existing Classrooms | Bill No. 12: Electrical Installations | [5 empty] | a) cast in concrete | [7 empty] | 0 | 0
Section 5: Refurbishment of Existing Classrooms | Bill No. 12: Electrical Installations | [5 empty] | b) built in brickwork | [7 empty] | 0 | 0
Section 5: Refurbishment of Existing Classrooms | Bill No. 12: Electrical Installations | [5 empty] | c) chased in brickwork | [7 empty] | 0 | 0
Section 5: Refurbishment of Existing Classrooms | Bill No. 12: Electrical Installations |  |  |  | AY |  | Trenches | m | 12 | 115 | 1380 | 12 | 12 | 115 | 1380 | 1380
Section 5: Refurbishment of Existing Classrooms | Bill No. 12: Electrical Installations |  |  |  | AZ |  | Imported material for trenches 0,5 m deep for 70 mm² bare stranded copper earth conductor : | m | 36 | 50 | 1800 | 36 | 36 | 50 | 1800 | 1800
Section 5: Refurbishment of Existing Classrooms | Bill No. 12: Electrical Installations |  |  |  | AAA |  | a) Soft sifted soil | m3 | 12 | 65 | 780 | 12 | 12 | 65 | 780 | 780
Section 5: Refurbishment of Existing Classrooms | Bill No. 12: Electrical Installations | [5 empty] | Conductors | [7 empty] | 0 | 0
Section 5: Refurbishment of Existing Classrooms | Bill No. 12: Electrical Installations |  |  |  | AAB |  | 70mm² bare stranded copper ( From earth bar to Roof structure) | m | 60 | 200 | 12000 | 60 | 60 | 200 | 12000 | 12000
Section 5: Refurbishment of Existing Classrooms | Bill No. 12: Electrical Installations |  |  |  | AAC |  | 16mm² PVC insulated | m | 60 | 65 | 3900 | 60 | 60 | 65 | 3900 | 3900
Section 5: Refurbishment of Existing Classrooms | Bill No. 12: Electrical Installations |  |  |  | AAD |  | 16mm² hard drawn aluminium | m | 60 | 55 | 3300 | 60 | 60 | 55 | 3300 | 3300
Section 5: Refurbishment of Existing Classrooms | Bill No. 12: Electrical Installations |  |  |  | AAE |  | Supply and install Test terminals block with sliding lock in 100mmx100mm PVC box with cover, at bottom of each down conductor (450mm AFFL) complete with roll bolts. | no | 6 | 156 | 936 | 6 | 6 | 156 | 936 | 936
Section 5: Refurbishment of Existing Classrooms | Bill No. 12: Electrical Installations |  |  |  | AAF |  | 1,8 m Earth Rods | m | 6 | 680 | 4080 | 6 | 6 | 680 | 4080 | 4080
Section 5: Refurbishment of Existing Classrooms | Bill No. 12: Electrical Installations |  |  |  | AAG |  | Cadwelds/Bolted connections | no | 12 | 100 | 1200 | 12 | 12 | 100 | 1200 | 1200
Section 5: Refurbishment of Existing Classrooms | Bill No. 12: Electrical Installations |  |  |  | AAH |  | 16mm² to roof structures (Connection to roof sheet, with lugs) | m | 12 | 55 | 660 | 12 | 12 | 55 | 660 | 660
Section 5: Refurbishment of Existing Classrooms | Bill No. 12: Electrical Installations |  |  |  | AAJ |  | 70mm² to steel reinforcing | m | 60 | 200 | 12000 | 60 | 60 | 200 | 12000 | 12000
Section 5: Refurbishment of Existing Classrooms | Bill No. 12: Electrical Installations |  |  |  | AAK |  | 70mm² to earth rods | m | 60 | 200 | 12000 | 60 | 60 | 200 | 12000 | 12000
Section 5: Refurbishment of Existing Classrooms | Bill No. 12: Electrical Installations | [5 empty] | Drilling | [7 empty] | 0 | 0
Section 5: Refurbishment of Existing Classrooms | Bill No. 12: Electrical Installations |  |  |  | AAL |  | Drilling of 1,8m deep holes in solid rock | no | 6 | 1000 | 6000 | 6 | 6 | 1000 | 6000 | 6000
Section 5: Refurbishment of Existing Classrooms | Bill No. 12: Electrical Installations | [5 empty] | Accessories | [7 empty] | 0 | 0
Section 5: Refurbishment of Existing Classrooms | Bill No. 12: Electrical Installations |  |  |  | AAM |  | 25mm x 5mm copper plated flat bar DB | no | 6 | 125 | 750 | 6 | 6 | 125 | 750 | 750
Section 5: Refurbishment of Existing Classrooms | Bill No. 12: Electrical Installations |  |  |  | AAN |  | Bonding strips for water pipe installations | no | 6 | 500 | 3000 | 6 | 6 | 500 | 3000 | 3000
Section 5: Refurbishment of Existing Classrooms | Bill No. 12: Electrical Installations |  |  |  | AAP |  | Testing to ensure that earthing are according to SABS specification, do all nessasary corrections to the existing installation in order to issue a new earthing and lightning certificate | no | 6 | 3500 | 21000 | 6 | 6 | 3500 | 21000 | 21000
Section 5: Refurbishment of Existing Classrooms | Bill No. 12: Electrical Installations | [5 empty] | TESTING AND COMMISSIONING | [7 empty] | 0 | 0
Section 5: Refurbishment of Existing Classrooms | Bill No. 12: Electrical Installations |  |  |  | AAQ |  | Testing and commission of the complete electrical installation including | [7 empty] | 0 | 0
Section 5: Refurbishment of Existing Classrooms | Bill No. 12: Electrical Installations | [5 empty] | DB CoC | Item | 6 | 3500 | 21000 | 6 | 6 | 3500 | 21000 | 21000
Section 5: Refurbishment of Existing Classrooms | Bill No. 12: Electrical Installations |  |  |  | AAR |  | Testing and commission of the complete electrical installation including | [7 empty] | 0 | 0
Section 5: Refurbishment of Existing Classrooms | Bill No. 12: Electrical Installations | [5 empty] | DB CoC | Item | 6 | 3500 | 21000 | 6 | 6 | 3500 | 21000 | 21000
Section 5: Refurbishment of Existing Classrooms | Bill No. 13: Provisional Sums | [5 empty] | SECTION NO. 5 | [7 empty] | 0 | 0
Section 5: Refurbishment of Existing Classrooms | Bill No. 13: Provisional Sums | [5 empty] | LEPHADIMISHA - REFURBISHMENT OF EXISTING CLASSROOMS | [7 empty] | 0 | 0
Section 5: Refurbishment of Existing Classrooms | Bill No. 13: Provisional Sums | [5 empty] | BILL NO. 13 | [7 empty] | 0 | 0
Section 5: Refurbishment of Existing Classrooms | Bill No. 13: Provisional Sums | [5 empty] | PROVISIONAL SUM | [7 empty] | 0 | 0
Section 5: Refurbishment of Existing Classrooms | Bill No. 13: Provisional Sums | [5 empty] | NOTES | [7 empty] | 0 | 0
Section 5: Refurbishment of Existing Classrooms | Bill No. 13: Provisional Sums | [5 empty] | For preambles see "Model Preambles for Trades 2017" | [7 empty] | 0 | 0
Section 5: Refurbishment of Existing Classrooms | Bill No. 13: Provisional Sums | [5 empty] | FIRE EQUIPMENT | [7 empty] | 0 | 0
Section 5: Refurbishment of Existing Classrooms | Bill No. 13: Provisional Sums |  |  |  | A |  | Allow a provisional sum of R50 000 (Fifty Thousand Rand) for the supply and installation of fire equipment. | Item | 1 | 50000 | 50000 | 1 | 1 | 50000 | 50000 | 50000
Section 5: Refurbishment of Existing Classrooms | Bill No. 13: Provisional Sums |  |  |  | B |  | Allow for attendance | % | 5% | 50000 | 2500 | 5% | 5% | 50000 | 2500 | 2500
Section 5: Refurbishment of Existing Classrooms | Bill No. 13: Provisional Sums |  |  |  | C |  | Allow for profit | % | 10% | 50000 | 5000 | 10% | 10% | 50000 | 5000 | 5000
Section 5: Refurbishment of Existing Classrooms | Bill No. 13: Provisional Sums | [5 empty] | SIGNAGE | [7 empty] | 0 | 0
Section 5: Refurbishment of Existing Classrooms | Bill No. 13: Provisional Sums |  |  |  | D |  | Allow a sum of R 30 000 (Thirty Thousand Rands) for door letters and name plates including rectangular sign boards | Item | 1 | 30000 | 30000 | 1 | 1 | 30000 | 30000 | 30000
Section 5: Refurbishment of Existing Classrooms | Bill No. 13: Provisional Sums |  |  |  | E |  | Allow for attendance | % | 5% | 30000 | 1500 | 5% | 5% | 30000 | 1500 | 1500
Section 5: Refurbishment of Existing Classrooms | Bill No. 13: Provisional Sums |  |  |  | F |  | Allow for profit | % | 10% | 30000 | 3000 | 10% | 10% | 30000 | 3000 | 3000
Section 6: Demolition of Existing Buildings | Bill No. 1: Demolition | [5 empty] | SECTION NO. 6 | [7 empty] | 0 | 0
Section 6: Demolition of Existing Buildings | Bill No. 1: Demolition | [5 empty] | LEPHADIMISHA - DEMOLITION OF EXISTING LIBRARY AND MULTI-PURPOSE CLASSROOMS BLOCK | [7 empty] | 0 | 0
Section 6: Demolition of Existing Buildings | Bill No. 1: Demolition | [5 empty] | BILL NO. 1 | [7 empty] | 0 | 0
Section 6: Demolition of Existing Buildings | Bill No. 1: Demolition | [5 empty] | DEMOLITIONS | [7 empty] | 0 | 0
Section 6: Demolition of Existing Buildings | Bill No. 1: Demolition | [5 empty] | NOTES | [7 empty] | 0 | 0
Section 6: Demolition of Existing Buildings | Bill No. 1: Demolition | [5 empty] | For preambles see "Model Preambles for Trades 2017" | [7 empty] | 0 | 0
Section 6: Demolition of Existing Buildings | Bill No. 1: Demolition | [5 empty] | SUPPLEMENTARY PREAMBLES | [7 empty] | 0 | 0
Section 6: Demolition of Existing Buildings | Bill No. 1: Demolition | [5 empty] | Unless otherwise stated, all materials from the alterations and demolition will belong to the builder | [7 empty] | 0 | 0
Section 6: Demolition of Existing Buildings | Bill No. 1: Demolition | [5 empty] | The builder should allow for the removal of all debris from site and keeping the site clean at all times | [7 empty] | 0 | 0
Section 6: Demolition of Existing Buildings | Bill No. 1: Demolition | [5 empty] | The Contractor should allow for removing of rubble from site on daily basis, failing which the client might stop the construction until the site has been cleaned. | [7 empty] | 0 | 0
Section 6: Demolition of Existing Buildings | Bill No. 1: Demolition | [5 empty] | NATURE OF WORK: Tenderers are advised to visit the site and thoroughly acquaint themselves with the nature of demolitions, the nature and the extent the work to be done and adequate provisions are to be made in tendered rates for items not specifically mentioned which they may deem necessary for the proper completion of the work | [7 empty] | 0 | 0
Section 6: Demolition of Existing Buildings | Bill No. 1: Demolition | [5 empty] | SCHOOL TO REMAIN OPERATIONAL: Tenderers are to note that all existing buildings of the facility will remain occupied and fully operational during the construction period and due allowance must be made for the work being carried out at such times and in such manner as directed by the Principal Agent to ensure the least interference with the routine of the School. | [7 empty] | 0 | 0
Section 6: Demolition of Existing Buildings | Bill No. 1: Demolition | [5 empty] | DEMOLITIONS OF BUILDINGS: Tenderers are to note that tendered rates for the demolitions of buildings are to cater for the following: | [7 empty] | 0 | 0
Section 6: Demolition of Existing Buildings | Bill No. 1: Demolition | [5 empty] | The temporary closing off and/or diversion of existing services i.e. water supply, sewer lines, etc | [7 empty] | 0 | 0
Section 6: Demolition of Existing Buildings | Bill No. 1: Demolition | [5 empty] | The complete ripping out and removal of old foundations and deed underground services as referred to above. | [7 empty] | 0 | 0
Section 6: Demolition of Existing Buildings | Bill No. 1: Demolition | [5 empty] | Trenches, holes, etc. created as a result of the removal of foundations, services, etc shall be backfilled with approved filling material and compacted to 95% Mod AASHTO density. | [7 empty] | 0 | 0
Section 6: Demolition of Existing Buildings | Bill No. 1: Demolition | [5 empty] | All other disturbed levels shall be ripped for a depth of 150mm, including breaking down oversize material and compacted to 93% Mod AASHTO density. | [7 empty] | 0 | 0
Section 6: Demolition of Existing Buildings | Bill No. 1: Demolition | [5 empty] | It will at all times throughout the contract period, be expected from the Contractor to, immediately after each portion of demolishing has been completed, remove and cart away all building rubble generated to a dumping site to be located by the Contractor off the hospital premises. The temporarily dumping and/or stockpiling of rubble on site will not be permitted | [7 empty] | 0 | 0
Section 6: Demolition of Existing Buildings | Bill No. 1: Demolition | [5 empty] | CARTING AWAY OF EXCESSIVE AND/OR UNSUITABLE EXCAVATED MATERIAL, BUILDING RUBBLE, ETC | [7 empty] | 0 | 0
Section 6: Demolition of Existing Buildings | Bill No. 1: Demolition | [5 empty] | Descriptions for "carting away excessive or unsuitable excavated material, building rubble from demolitions, etc from site" shall be deemed to include the loading and hauling of excessive or unsuitable excavated material, building rubble from demolitions, etc. to a suitable dumping site to be located by the Contractor off the building site. | [7 empty] | 0 | 0
Section 6: Demolition of Existing Buildings | Bill No. 1: Demolition | [5 empty] | The location of the intended dumping site will be subjected to prior written approval of the Principal Agent. | [7 empty] | 0 | 0
Section 6: Demolition of Existing Buildings | Bill No. 1: Demolition | [5 empty] | The Contractor will also be liable to, upon completion, rehabilitate all those areas of the dumping site used dumping/spoiling by grading the area to follow the adjacent ground contours and afterwards compacted to 80% Mod AASHTO density, all to the satisfaction of the Principal Agent. | [7 empty] | 0 | 0
Section 6: Demolition of Existing Buildings | Bill No. 1: Demolition | [5 empty] | Tendered rates must make provision for the abovementioned as no additional claims in this regard will afterwards be entertained. | [7 empty] | 0 | 0
Section 6: Demolition of Existing Buildings | Bill No. 1: Demolition | [5 empty] | The re-use of old materials obtained from the demolitions in the contruction of the new buildings, for filling, etc will not be perimtted | [7 empty] | 0 | 0
Section 6: Demolition of Existing Buildings | Bill No. 1: Demolition | [5 empty] | EXISTING SERVICES: Special care is to be taken by the Contractor not to interefere unnecessarily with existing services. Should be contractor encounter any existing services such as underground cables, pipes o sewers during the execution of the works he shall notify the Principal Agent immediately and suspend all affected work in the immediate vicinity until such have been dealt with (i.e. removed, disconnected, re-routed, etc) and instruction to proceed with the work has been given by the Principal Agent | [7 empty] | 0 | 0
Section 6: Demolition of Existing Buildings | Bill No. 1: Demolition | [5 empty] | The Contractor shall afford every facility to Specialist which might be employed by the Principal Agent to effect the necessary removal, disconnection, re-routing, etc of services as might be required. | [7 empty] | 0 | 0
Section 6: Demolition of Existing Buildings | Bill No. 1: Demolition | [5 empty] | PROTECTION: In taking down and demolishing existing work the utmost care is to be observed to avoid any structural or other damages to the remaining portions and/or adjacent buildings, structures and services, etc. It will be expected from the Contractor to, at all times, employ adequate precaution measures in this regard and to provide all necessary materials for so doing | [7 empty] | 0 | 0
Section 6: Demolition of Existing Buildings | Bill No. 1: Demolition | [5 empty] | The Contractor will be held solely responsible for any damages to persons or property and for the safety of the structures throughout the whole of this Contract and shall make good at his own expense any such damages arising out of his failure to adhere to the aforesaid requirement. | [7 empty] | 0 | 0
Section 6: Demolition of Existing Buildings | Bill No. 1: Demolition | [5 empty] | FILLING: Where described as "including back filling", "back filling" shall mean the filling of all trenches, holes, etc. with approved gravel filling ( Minimum G5 standard) to be obtained from a commercial source and compacted to 93% Mod AASHTO density. | [7 empty] | 0 | 0
Section 6: Demolition of Existing Buildings | Bill No. 1: Demolition | [5 empty] | OLD MATERIAL: | [7 empty] | 0 | 0
Section 6: Demolition of Existing Buildings | Bill No. 1: Demolition | [5 empty] | Unless specifically otherwise described, all other old materials from demolitions are to become the property of the SCHOOL, therefore, tendered rates for demolitions must cater for adequate credit in this regard. | [7 empty] | 0 | 0
Section 6: Demolition of Existing Buildings | Bill No. 1: Demolition | [5 empty] | It will be expected from the Contractor that all old materials not required, rubble, rubbish, etc. to be immediately carted away and site left clean and unencumbered at all times. | [7 empty] | 0 | 0
Section 6: Demolition of Existing Buildings | Bill No. 1: Demolition | [5 empty] | MEASUREMENT: Measurement given are approximate and the Contractor is advised to view the site and existing structures to be demolished and to thoroughly acquaint himself with the extent of the work to be done | [7 empty] | 0 | 0
Section 6: Demolition of Existing Buildings | Bill No. 1: Demolition | [5 empty] | Any errors to the tendered rates in this regard shall be Contractor's expense as no claims in this regard will be entertained afterwards | [7 empty] | 0 | 0
Section 6: Demolition of Existing Buildings | Bill No. 1: Demolition | [5 empty] | TENDER: The submission of a tender will imply that the Contractor has physically visited the site and fully understands the content and extent of the work described in this Bill and, therfore, accepts that no claims in this repect will thus be entertained afterwards | [7 empty] | 0 | 0
Section 6: Demolition of Existing Buildings | Bill No. 1: Demolition | [5 empty] | DIMENSIONS The Contractor is advised to take all dimensions affecting the existing buildings on the site, as he will be held solely responsible for all new work being of the correct size. | [7 empty] | 0 | 0
Section 6: Demolition of Existing Buildings | Bill No. 1: Demolition | [5 empty] | PIPES, ETC Special care is to be taken not to interfere unnecessary with any supply pipes or other piping that may be met with and found necessary to disconnect or cut, are to be effectively stopped off and any new connections that may be necessary are to be made with proper fittings and to the satisfaction of the QS to whom due notice must be given of any alterations to the existing services. | [7 empty] | 0 | 0
Section 6: Demolition of Existing Buildings | Bill No. 1: Demolition | [5 empty] | PROTECTION In taking down and removing existing work the utmost care is to be observed to avoid any structural or other damage to the remaining portions of the buildings. The Contractor must also protect all work not removed such as walls, floors, doors, windows or other joinery,loose and fixed fittings and electrical appliances, etc. from damage during the progress of the work and provide all necessary materilas for doing so. The Contractor will be held solely responsible for any damage to persons or property and for the safety of the structure throughout the whole of this Contract and must make good at his own expense any damage that may occur. | [7 empty] | 0 | 0
Section 6: Demolition of Existing Buildings | Bill No. 1: Demolition | [5 empty] | Unless otherwise stated, all usable material from the demolitions should be kept safety and handed over to the manager who shall sign for all material received. | [7 empty] | 0 | 0
Section 6: Demolition of Existing Buildings | Bill No. 1: Demolition | [5 empty] | Demolishing and removing | [7 empty] | 0 | 0
Section 6: Demolition of Existing Buildings | Bill No. 1: Demolition |  |  |  | A |  | Demolition of existing library and multi-purpose classrooms block approximately 563m2 on plan including taking out roof, door including frames, windows, concrete floors, concrete footing, etc. | No | 1 | 250000 | 250000 | 1 | 1 | 250000 | 250000 | 250000

## Trade Code
PREFIX | TRADE NAME | TRADE CODE
PRE- | Preliminaries | PRE-Preliminaries
EAR- | Earthworks | EAR-Earthworks
CFR- | Concrete, Formwork & Reinforcement | CFR-Concrete, Formwork & Reinforcement
PRC- | Precast Concrete | PRC-Precast Concrete
MAN- | Masonry | MAN-Masonry
WPR- | Waterproofing | WPR-Waterproofing
ROF- | Roofing Coverings | ROF-Roofing Coverings
CRJ- | Carpentry and Joinery | CRJ-Carpentry and Joinery
CPA- | Ceilings, Partitions & Access Flooring | CPA-Ceilings, Partitions & Access Flooring
FLR- | Floor Coverings, Wall Linings, Etc | FLR-Floor Coverings, Wall Linings, Etc
IRM- | Ironmongery | IRM-Ironmongery
STW- | Structural Steelwork | STW-Structural Steelwork
MTW- | Metalwork | MTW-Metalwork
PLA- | Plastering | PLA-Plastering
TIL- | Tiling | TIL-Tiling
PLD- | Plumbing & Drainage | PLD-Plumbing & Drainage
ELW- | Electrical Work | ELW-Electrical Work
MEW- | Mechanical Work | MEW-Mechanical Work
GLZ- | Glazing | GLZ-Glazing
PAW- | Paintwork | PAW-Paintwork
PAH- | Paperhanging | PAH-Paperhanging
EXT- | External Work | EXT-External Work

## Materials Code
Trade Code | Material Code | Unit | Market Price (Column 4)
CFR-Concrete, Formwork & Reinforcement | Cement 32.5N | Bag | 120
CFR-Concrete, Formwork & Reinforcement | Cement 32.5R | Bag | 130
CFR-Concrete, Formwork & Reinforcement | Cement 42.5N | Bag | 129
CFR-Concrete, Formwork & Reinforcement | Cement 42.5R | Bag | 140
CFR-Concrete, Formwork & Reinforcement | Cement 52.5N | Bag | 145
CFR-Concrete, Formwork & Reinforcement | Cement 52.5R | Bag | 154
CFR-Concrete, Formwork & Reinforcement | Sand - Clean River | m3 | 550
CFR-Concrete, Formwork & Reinforcement | Sand - Course | m3 | 550
CFR-Concrete, Formwork & Reinforcement | Sand - Washed | m3 | 550
CFR-Concrete, Formwork & Reinforcement | Stone - 9.6mm | m3 | 620
CFR-Concrete, Formwork & Reinforcement | Stone - 19mm | m3 | 600
CFR-Concrete, Formwork & Reinforcement | Stone - 13mm | m3 | 600
CFR-Concrete, Formwork & Reinforcement | Stone - 40mm | m3 | 600
CFR-Concrete, Formwork & Reinforcement | Curing Compund | 25L | 1250
CFR-Concrete, Formwork & Reinforcement | Non-Shrink Grout | 25kg | 285
CFR-Concrete, Formwork & Reinforcement | Formwork-Rough Formwork Shutterboard - 18mm | Sheet | 439.38
CFR-Concrete, Formwork & Reinforcement | Formwork-Smooth Formwork Shutterboard - 18mm | Sheet | 439.38
CFR-Concrete, Formwork & Reinforcement | Formwork-Rough Formwork Shutterboard - 21mm | Sheet | 650
CFR-Concrete, Formwork & Reinforcement | Formwork-Smopth Formwork Shutterboard - 21mm | Sheet | 650
CFR-Concrete, Formwork & Reinforcement | Formwork-Rough Formwork Shutterboard- 114mm | m | 65
CFR-Concrete, Formwork & Reinforcement | Formwork-Rough Formwork Shutterboard - 228mm | m | 65
CFR-Concrete, Formwork & Reinforcement | Formwork-Smooth Formwork Shutterboard- 114mm | m | 65
CFR-Concrete, Formwork & Reinforcement | Formwork-Smooth Formwork Shutterboard- 228mm | m | 65
CFR-Concrete, Formwork & Reinforcement | Oil-Formwork-Shutter | 20L | 950
CFR-Concrete, Formwork & Reinforcement | Tie Rods - High Tensile | m | 115
CFR-Concrete, Formwork & Reinforcement | Tie Rods - Plastic Sleeves | Each | 4.5
CFR-Concrete, Formwork & Reinforcement | Nails - 75mm | kg | 1253.6
CFR-Concrete, Formwork & Reinforcement | Nails - 100mm | kg | 1378.96
CFR-Concrete, Formwork & Reinforcement | Bitumen Expansion Joints | m | 1516.86
CFR-Concrete, Formwork & Reinforcement | ChamfeStrip - PVC | m | 12
CFR-Concrete, Formwork & Reinforcement | Reinforcement-Rebar - High Tensile Y10 | Ton/Kg | 16.5
CFR-Concrete, Formwork & Reinforcement | Reinforcement-Rebar- High Tensile Y12 | Ton/Kg | 16.5
CFR-Concrete, Formwork & Reinforcement | Reinforcement-Rebar- High Tensile Y16 | Ton/Kg | 16.5
CFR-Concrete, Formwork & Reinforcement | Reinforcement-Rebar - High Tensile Y20 | Ton/Kg | 16.5
CFR-Concrete, Formwork & Reinforcement | Reinforcement-Rebar- High Tensile Y25 | Ton/Kg | 16.5
CFR-Concrete, Formwork & Reinforcement | Reinforcement -Rebar- High Tensile Y32 | Ton/Kg | 16.5
CFR-Concrete, Formwork & Reinforcement | Reinforcement-Rebar - High Tensile Y40 | Ton/Kg | 16.5
CFR-Concrete, Formwork & Reinforcement | Reinforcement-Rebar- Mild Tensile Steel R6 | Ton/Kg | 18.5
CFR-Concrete, Formwork & Reinforcement | Reinforcement-Rebar- Mild Tensile Steel R8 | Ton/Kg | 18.5
CFR-Concrete, Formwork & Reinforcement | Reinforcement-Rebar- Mild Tensile Steel R10 | Ton/Kg | 18.5
CFR-Concrete, Formwork & Reinforcement | Reinforcement-Mesh- Ref 100 | m2 | 145
CFR-Concrete, Formwork & Reinforcement | Reinforcement-Mesh- Ref 245 | m2 | 145
CFR-Concrete, Formwork & Reinforcement | Reinforcement-Mesh- Ref 395 | m2 | 145
CFR-Concrete, Formwork & Reinforcement | Reinforcement-Mesh- Ref 617 | m2 | 145
CFR-Concrete, Formwork & Reinforcement | Reinforcement-Mesh- Ref 888 | m2 | 145
CFR-Concrete, Formwork & Reinforcement | Couplers - Mechanical | Each | 85
CFR-Concrete, Formwork & Reinforcement | Spacers - 25mm | Each | 1.5
CFR-Concrete, Formwork & Reinforcement | Spacers - 40mm | Each | 1.5
CFR-Concrete, Formwork & Reinforcement | Binding Wire - 1.6mm | 50kg | 850
MAN-Masonry | Bricks - Clay | 1000 | 2800
MAN-Masonry | Bricks - Cement 7MPa | 1000 | 1850
MAN-Masonry | Bricks - Cement 14MPa | 1000 | 3133.9
MAN-Masonry | Bricks - Maxi | 1000 | 3285
MAN-Masonry | Bricks - Sill | 1000 | 145
MAN-Masonry | Bricks - Lintels | each | 22.5
MAN-Masonry | Bricks - Copings | each | 130
MAN-Masonry | Face Brick | 1000 | 7000
MAN-Masonry | Block-M140 | Each | 18
MAN-Masonry | Block-M90 | Each | 14
MAN-Masonry | Block-Lintel U140 | Each | 150
MAN-Masonry | Block-Lintel U90 | Each | 45
MAN-Masonry | Cement 42.5N | Bag | 129
MAN-Masonry | Building Lime | Bag | 95
MAN-Masonry | Building Sand | m3 | 550
MAN-Masonry | MortaPigment | kg | 45
MAN-Masonry | Brickforce - 75mm | 20m | 85
MAN-Masonry | Brickforce - 150mm | 20m | 115
MAN-Masonry | Turning Piece | m | 600
MAN-Masonry | Hoop Iron Tie - 1,6mm | 30m | 350
MAN-Masonry | Wall Tie | Each | 2.5
MAN-Masonry | Paving - Concrete 50mm | Each | 3.99
MAN-Masonry | Paving - Cement Tile 200x200mm | Each | 8.5
MAN-Masonry | Paving - Quary Tile 150x150mm | Each | 12
MAN-Masonry | Sill - Precast 175mm | m | 145
MAN-Masonry | Edging Kerb-150mm high | Each | 116.2
MAN-Masonry | Airbrick -225*150 | Each | 25
MAN-Masonry | Chimney Pot | Each | 450
MAN-Masonry | JetmasteInsert | Each | 18500
MAN-Masonry | Bagging Mix- cement-sand | Bag | 125
WPR-Waterproofing | Damp Proof Course Plastic-375 micron | Lm | 35
WPR-Waterproofing | Damp Proof Course -Anti Termite-750 micron | Lm | 65
WPR-Waterproofing | Bituminous Felt-4mm | Lm | 20
WPR-Waterproofing | Damp Proof Membrane-250 Micron | Roll | 1200
WPR-Waterproofing | Damp Proof Membrane-Heavy Duty-300 | Roll | 1500
WPR-Waterproofing | Membrane- Acrylic | 20L Drum | 1150
WPR-Waterproofing | Bituminous Liquid | Lm | 1100
WPR-Waterproofing | Seal-Cementitious | Kit | 350
WPR-Waterproofing | Seal- Polyurethane-2part Flexi | Drum | 3200
WPR-Waterproofing | Membrane-Fabric-100m | Roll | 250
WPR-Waterproofing | Sealer-Acrylic | 25L | 1100
WPR-Waterproofing | Primer-Bitumen | 20L | 850
WPR-Waterproofing | Flashing- Aluminium- 250mm*100m | Roll | 450
WPR-Waterproofing | Flashing-Bitumen | Roll | 350
WPR-Waterproofing | Waterstop-PVC - 150mm Dumbbell | Lm | 125
WPR-Waterproofing | Sealant-Silicone-300ml | Tube | 95
WPR-Waterproofing | Joint- Polyurethane 600ml | Each | 145
WPR-Waterproofing | Swellable Strip | Lm | 85
ROF-Roofing Coverings | Timber- S5 Structural - 38*114mm | Lm | 65
ROF-Roofing Coverings | Timber- S5 Structural - 50*150mm | Lm | 88
ROF-Roofing Coverings | Post- King Post / Truss | Each | 850
ROF-Roofing Coverings | Purlins / Battens- 38*114mm S5 | Lm | 22.5
ROF-Roofing Coverings | Wall Plate- 38*114mm | Lm | 65
ROF-Roofing Coverings | Timber-Treated- Creosote/Tanalised | Lm | 75
ROF-Roofing Coverings | IBR Sheeting- 0.58mm ZincAlum Standard | m2 | 185
ROF-Roofing Coverings | Corrugated Iron-0.50mm Galvanized | m2 | 145
ROF-Roofing Coverings | Tile- Concrete- Double Roman | Each | 14.5
ROF-Roofing Coverings | Tile-Clay - Terracotta | Each | 28
ROF-Roofing Coverings | Slate-Natural Slate- 10mm Thick | m2 | 550
ROF-Roofing Coverings | Polycarb Sheet- Tapered concrete ridge | m2 | 215
ROF-Roofing Coverings | Ridge Capping- Tapered concrete ridge | Lm | 85
ROF-Roofing Coverings | Valley Lining-450mm Galvanized valley | Lm | 115
ROF-Roofing Coverings | Eave Closure- Bird proof closure strip | Lm | 18
ROF-Roofing Coverings | Verge Tile- Left/right hand- universal | Each | 95
ROF-Roofing Coverings | Insulation- Roof - 135mm glasswool | m2 | 145
ROF-Roofing Coverings | Screws-Roof-50mm Timber/steel | Box 100 | 245
ROF-Roofing Coverings | Screws-Tek- 65mm Hex Head | Box 100 | 285
ROF-Roofing Coverings | Screws- Stitching-22mm lap stitchers | Box 100 | 185
ROF-Roofing Coverings | Screws-Coach-10mm*75mm | Each | 12
ROF-Roofing Coverings | Vent-Roof-whirly bird | Each | 850
CRJ-Carpentry and Joinery | Timber-S5 Structural -38*114mm standard pine | Lm | 65
CRJ-Carpentry and Joinery | Timber-S5 Structural -38*152mm standard pine | Lm | 82
CRJ-Carpentry and Joinery | Timber-Laminated SAP Pine | Lm | 245
CRJ-Carpentry and Joinery | Truss Plates- galvanized Nail Plates | Each | 18.5
CRJ-Carpentry and Joinery | Connectors- split rings | Each | 45
CRJ-Carpentry and Joinery | TimberTreatment-Creosate | 20L | 850
CRJ-Carpentry and Joinery | Board-Fascia- 225mm PVC | Lm | 115
CRJ-Carpentry and Joinery | Board-Fascia - Nutec/Fibre cement | Lm | 95
CRJ-Carpentry and Joinery | Boarding-Timber-Floor- 22mm T&G Pine | m2 | 185
CRJ-Carpentry and Joinery | Skirting-75mm Meranti/Pine | Lm | 45
CRJ-Carpentry and Joinery | Battens-Floor-38*38mm Treated | Lm | 22.5
CRJ-Carpentry and Joinery | Frame-Door- 90*70mm Meranti | Each | 850
CRJ-Carpentry and Joinery | Door-Internal- Hallow core | Each | 450
CRJ-Carpentry and Joinery | Door-External - solid meranti 8 panel | Each | 2850
CRJ-Carpentry and Joinery | Architrave- 45mm Meranti bead | Lm | 35
CRJ-Carpentry and Joinery | Shutter Timber- Louvered SAP Pine | m2 | 1200
CRJ-Carpentry and Joinery | Board-Melamine- 16mm white | Sheet | 750
CRJ-Carpentry and Joinery | Board-Veneered - thermosetting | Sheet | 1150
CRJ-Carpentry and Joinery | Stair Tread- 22mm meranti | Each | 285
CRJ-Carpentry and Joinery | Baluster- turned pine | Each | 65
CRJ-Carpentry and Joinery | Handrail -molded Meranti | Lm | 145
CRJ-Carpentry and Joinery | Acoustic Board-fabric backed lining | m2 | 350
CRJ-Carpentry and Joinery | Grounds- 25*38mm sawn pine | Lm | 18
CRJ-Carpentry and Joinery | Mould- Bolection Mould- decorative Timber detail | Lm | 25
CRJ-Carpentry and Joinery | Screws-Wood Screws -4.0 x 30mm | Box 100 | 145
CRJ-Carpentry and Joinery | Bolts-Joining Bolts -Worktop | Each | 45
CRJ-Carpentry and Joinery | Adhesive -Contact Adhesive | Liter | 185
CRJ-Carpentry and Joinery | Glue-Aliphatic -Wood | Liter | 165
CRJ-Carpentry and Joinery | Edging-PVC- 20mm | Meter | 12.5
CRJ-Carpentry and Joinery | Pins-Panel Pins -30mm | 500g Pack | 65
CRJ-Carpentry and Joinery | Plugs-Wall Plugs -Nylon 6mm | Box (100) | 85
| Handrail Brackets- S/S | each | 145
| Handrail Brackets- Mild Steel | each | 85
CPA-Ceilings, Partitions & Access Flooring | Gypsum Board- 6.4mm Rhinoboard | Board | 279
CPA-Ceilings, Partitions & Access Flooring | Gypsum Board-9.5mm Rhinoboard | Board | 320
CPA-Ceilings, Partitions & Access Flooring | Fire-Rated Board-12.5 mm | Board | 450
CPA-Ceilings, Partitions & Access Flooring | PVC- 9mm Tongue&groove | m2 | 165
CPA-Ceilings, Partitions & Access Flooring | Cornice-75mm Polyurethane | Lm | 35
CPA-Ceilings, Partitions & Access Flooring | Conice-Cove-75mm Gympsum | Lm | 28
CPA-Ceilings, Partitions & Access Flooring | Insulation- 135mm glasswool | m2 | 145
CPA-Ceilings, Partitions & Access Flooring | Stud-Drywall-Galvanized- 63.5mm | Each | 35.8
CPA-Ceilings, Partitions & Access Flooring | Track-Drywall -Galvanized- 64mm Galvanized | Each | 40.77
CPA-Ceilings, Partitions & Access Flooring | Ceiling-Moisture Board- 12mm Green Board | Board | 385
CPA-Ceilings, Partitions & Access Flooring | Insulation-Cavity Insulation- high density rockwool | m2 | 165
CPA-Ceilings, Partitions & Access Flooring | Drywall Screws- 35mm sharp point | Box 1000 | 185
CPA-Ceilings, Partitions & Access Flooring | Joint Tape- 80mm Fibre tape | Roll | 65
CPA-Ceilings, Partitions & Access Flooring | Panel-Floor- steel encapsulated | Each | 450
CPA-Ceilings, Partitions & Access Flooring | Panel-Floor- high density wood | Each | 380
CPA-Ceilings, Partitions & Access Flooring | Pedestal- 150-200mm adjustable | Each | 125
CPA-Ceilings, Partitions & Access Flooring | Stringer- 600mm galvanized support | Each | 45
CPA-Ceilings, Partitions & Access Flooring | Glue-Pedestal Glue- high strength epoxy | kg | 285
CPA-Ceilings, Partitions & Access Flooring | Lifting Tool- suction cup | Each | 450
CPA-Ceilings, Partitions & Access Flooring | Vent Grille | Each | 650
CPA-Ceilings, Partitions & Access Flooring | Main Tee- 3600mm | Each | 51.2
CPA-Ceilings, Partitions & Access Flooring | Cross Tee- 1200mm | Each | 10.99
CPA-Ceilings, Partitions & Access Flooring | Wall Angle- 3600mm | Each | 34.99
CPA-Ceilings, Partitions & Access Flooring | Tile-Vinyl- 1200*600mm | Each | 65
CPA-Ceilings, Partitions & Access Flooring | Tile-Acoustic | Each | 115
CPA-Ceilings, Partitions & Access Flooring | cornice/Polystryene adhesive | 5kg | 340
CPA-Ceilings, Partitions & Access Flooring | Brandering- SA Pine-38mm*38mm | m | 55
FLR-FlooCoverings, Wall Linings, Etc | Vinyl sheet flooring -2mm commercial grade | m | 359
FLR-FlooCoverings, Wall Linings, Etc | Herringbone-2.5mm | m2 | 529
FLR-FlooCoverings, Wall Linings, Etc | Rubber Flooring- 3mm low dot stud | m | 459
FLR-FlooCoverings, Wall Linings, Etc | Cork Flooring- Natural 4mm | m2 | 660
FLR-FlooCoverings, Wall Linings, Etc | Linoleum- 2.5mm Natural | m2 | 500
FLR-FlooCoverings, Wall Linings, Etc | Broadloom Carpet- cut standard | m2 | 400
FLR-FlooCoverings, Wall Linings, Etc | Carpet Tiles- 500*500mm commercial grade | m2 | 450
FLR-FlooCoverings, Wall Linings, Etc | Rubber Underlay- 8mm standard foam | m2 | 20
FLR-FlooCoverings, Wall Linings, Etc | Premium Underlay- 10mm High density | m2 | 55
FLR-FlooCoverings, Wall Linings, Etc | Oak Parquet-640*320*8mm | m2 | 1319
FLR-FlooCoverings, Wall Linings, Etc | Oak-Engineered Oak- 2200*220mm Rustic | m2 | 1659
FLR-FlooCoverings, Wall Linings, Etc | Laminate Flooring- 8mm AC4 | m2 | 450
FLR-FlooCoverings, Wall Linings, Etc | Bamboo Flooring | m2 | 700
FLR-FlooCoverings, Wall Linings, Etc | PVC Skirting- 100mm flexible | m | 87
FLR-FlooCoverings, Wall Linings, Etc | Skirting-Polymer- 100mm Shadowline | Length | 429
FLR-FlooCoverings, Wall Linings, Etc | Handrail-Plastic-PVC | m | 1000
FLR-FlooCoverings, Wall Linings, Etc | Polish-Vinyl- High gloss acrylic | 5L | 650
FLR-FlooCoverings, Wall Linings, Etc | Sealer-Wood - Water-borne | Drum | 1150
FLR-FlooCoverings, Wall Linings, Etc | Edge Strips- Aluminium Transition | Each | 65
FLR-FlooCoverings, Wall Linings, Etc | contact adhesive | L | 185
FLR-FlooCoverings, Wall Linings, Etc | standard underlay -2mm | m2 | 30
FLR-FlooCoverings, Wall Linings, Etc | Fixing screws | Box | 150
IRM-Ironmongery | Hinges-Butt Hinges- 100*75*3mm stainless steel | Pair | 145
IRM-Ironmongery | Floor Spring | Set | 2850
IRM-Ironmongery | Handle-Lever Handle - return to door | Set | 450
IRM-Ironmongery | Handle-Pull Handle- 300mm D handle | Each | 650
IRM-Ironmongery | Hook-Hat & Coat - single prong | Each | 45
IRM-Ironmongery | Lock-Cylinder - 3-Lever | Each | 350
IRM-Ironmongery | Lock-Euro Profile- 5 pin cylinder | Each | 550
IRM-Ironmongery | Master Key System | Per Door | 1200
IRM-Ironmongery | Lock-En Suite Locks | Set | 4500
IRM-Ironmongery | Cording Set- emergency pull | Set | 185
IRM-Ironmongery | Sliding Gear- 900mm track | Set | 1150
IRM-Ironmongery | Heavy Duty Gear | Set | 3200
IRM-Ironmongery | Rail-Towel Rail- 600mm S/S | Each | 485
IRM-Ironmongery | Rail-Grab Rail- 300mm paraplegic | Each | 850
IRM-Ironmongery | Locker-Metal- single tier | Each | 1850
IRM-Ironmongery | Locker-Timber- Melamine | Each | 2400
IRM-Ironmongery | Writing Board- 1200*900mm | Each | 950
IRM-Ironmongery | Seat-Folding Seat | Each | 1500
IRM-Ironmongery | Cupboard-Metal | Each | 3500
IRM-Ironmongery | Screws-Wood -4mm*30mm | Box/100 | 145
IRM-Ironmongery | Bolt-Fixing Bolt - M10/M12 | Each | 12
IRM-Ironmongery | Wall Plugs | Box/100 | 85
IRM-Ironmongery | Coach screws | Each | 8.5
| Glue-Wood -Aliphatic Resin | L | 145
IRM-Ironmongery | Anchor-Grout/Epoxy | kg | 210
IRM-Ironmongery | Adhesive-contact adhesive -Neoprene-based | L | 185
IRM-Ironmongery | Handrail Brackets-stainless steel/ epoxy coated | Each | 65
IRM-Ironmongery | Panel Pins 25mm-40mm | kg | 95
IRM-Ironmongery | Fixing- Frame fixings-10*100mm Nylon | Box/100 | 420
STW-Structural Steelwork | Beams- Universal Beams/Columnss- S355J | Ton | 22000
STW-Structural Steelwork | Angle Iron- 40x40x3mm | 6m | 195
STW-Structural Steelwork | Lipped Channel- 100x50x20x2mm | 6m | 409
STW-Structural Steelwork | Base Plates- 10mm mild steel | Sheet | 5333
STW-Structural Steelwork | Trusses-Roof | m2 | 450
STW-Structural Steelwork | Railing-Plain Metal | Lm | 1050
STW-Structural Steelwork | Balustrade-Structural Steel - Grade 304 | Lm | 3000
STW-Structural Steelwork | Balustrade-Glass | Lm | 4800
STW-Structural Steelwork | Staircase-Steel | Each | 15000
STW-Structural Steelwork | Ladder- Cat Ladder- Industrial Galvanized | Lm | 1200
STW-Structural Steelwork | Bolt-Anchor-Rawl Bolts- M12 Expanding Anchor | Each | 15.5
STW-Structural Steelwork | Bolt-Heavy Duty-Hex - M20*90mm Galvanized | Each | 15
STW-Structural Steelwork | Washer-Flat- M16 Galvanized | Each | 1.5
STW-Structural Steelwork | Welding Rods- 3.15mm E6023 | 5kg | 200
STW-Structural Steelwork | Anchor- Chemical Anchor- Epoxy Injection system | Tube | 350
STW-Structural Steelwork | Primer-Red Oxide | 5L | 232
STW-Structural Steelwork | Hot Dip Galvanized- SABS ISO 1461 | Lm | 2000
STW-Structural Steelwork | Powder Coating | Lm | 1500
STW-Structural Steelwork | Rods-welding rods | 5kg | 265
MTW-Metalwork | Frame-Steel Door Frame- 762x2032x115mm | Each | 685
MTW-Metalwork | Frame-Steel Door Frame- 813x2032x115mm | Each | 589
MTW-Metalwork | Frame-Heavy Duty - 230mm | Each | 1080
MTW-Metalwork | Frame-Transformer Frame- Heavy Duty Angle | Each | 7110
MTW-Metalwork | Door-Sub-station - Single | Each | 7988
MTW-Metalwork | Door-Sub-station - Double | Each | 8450
MTW-Metalwork | Angle Iron- 30 x 30 x 3mm (6m length) | Each | 144.9
MTW-Metalwork | Angle Iron- 40 x 40 x 3mm (6m length) | Each | 195.5
MTW-Metalwork | Bar-Flat Bar- 20 x 5mm x 6m (Light work) | Each | 134.95
MTW-Metalwork | Bar-Flat Bar- 50 x 5mm x 6m (Heavy work) | Each | 224.25
MTW-Metalwork | Tubing-Square - 38 x 38 x 2mm (6m length) | Each | 294.95
MTW-Metalwork | Window-Sliding Window- 1200x1200mm | Each | 3799
MTW-Metalwork | Window-Casement- 600x600mm | Each | 569
MTW-Metalwork | Shopfront System- 10-15m2 | Job | 30000
MTW-Metalwork | Louvre-Aluminum- 500x1000mm | Each | 2000
MTW-Metalwork | Glass-Laminated - 6.38mm Clear | m2 | 1250
MTW-Metalwork | Metal-Expanded - 2400 x 1200mm sheet | Each | 231.15
MTW-Metalwork | Metal-Galv Expanded- micro mesh | Each | 499
MTW-Metalwork | Metal-Expanded- heavy duty 3680R-D | Each | 450
MTW-Metalwork | Metal-Hot Dip Galvanized | m2 | 87.5
MTW-Metalwork | Mortar Infill (Mix) | m3 | 1250
MTW-Metalwork | Hinges (Pr) - Steel | Pair | 55
MTW-Metalwork | HD Hinges (Heavy Duty) | Pair | 215
MTW-Metalwork | Red Oxide Primer | 5L | 485
MTW-Metalwork | HD Lockset (Industrial) | Each | 890
MTW-Metalwork | Screws-Fixing screws | Box/100 | 195
MTW-Metalwork | silicone-anti fungal clear | 260ml | 95
PLA-Plastering | Cement- 32.5N | 50kg | 91
PLA-Plastering | Cement-42.5N | 50kg | 113
PLA-Plastering | Sand-Plaster sand | m3 | 449
PLA-Plastering | Sand-washed and Screened | m3 | 798
PLA-Plastering | Plaster-Ready-Mix | 40kg | 38
PLA-Plastering | Bonding agent | 5L | 337
PLA-Plastering | Rhinolite | 40kg | 399
PLA-Plastering | Plaster-Tacktile -Gypsum Plaster | 40kg | 330
PLA-Plastering | Cretestone- High-gloss | 40kg | 389.99
PLA-Plastering | Rhinoglide | 20kg | 449
PLA-Plastering | Plaster-CemPlaster | 40kg | 550
PLA-Plastering | Render-Textured | m2 | 150
PLA-Plastering | Render-Insulated | m2 | 180
PLA-Plastering | Plater- Fibre Plaster- Polyethylene | 250g | 85
PLA-Plastering | Coner bead- 3m Galvanized edge protector | Length | 45
PLA-Plastering | Tape-Scrim Tape- 45m x 48mm | Roll | 59
PLA-Plastering | Primer-Plaster | 20L | 595
TIL-Tiling | Tile-Wall-Ceramic- 200 x 300mm Standard White | m2 | 145
TIL-Tiling | Tile-Floor-Ceramic- 400 x 400mm Anti-slip | m2 | 185
TIL-Tiling | Tile-Polished- Porcelain - 600 x 600mm | m2 | 399.99
TIL-Tiling | Tile-Rectified-Porcelain- 800 x 1600mm | m2 | 450
TIL-Tiling | Tile-Mosaic-Glass- 300 x 300mm | Sheet | 89.99
TIL-Tiling | Tile-Mosaic-Natural stone Carrara- 300 x 300mm | Sheet | 328
TIL-Tiling | Adhesive-Ceramic - 24-hour-Standard Set | 20kg | 84.99
TIL-Tiling | Adhesive-Porcelain- 12-hour -Quick Set | 20kg | 134.99
TIL-Tiling | Adhesive-Rapid set - 6-hour -High Strength | 20kg | 179.99
TIL-Tiling | Adhesive-Mosaic fix- Super White | 5kg | 139.99
TIL-Tiling | Bonding Liquid- Latexflex Additive | 5L | 229.9
TIL-Tiling | Grout-wall- Standard White | 5kg | 69.9
TIL-Tiling | Grout-flloor- Light Grey | 5kg | 69.9
TIL-Tiling | Grout- epoxy-Acid-resistant | 5kg | 850
TIL-Tiling | Silicone-sanitary- Anti-fungal | Tube | 95
TIL-Tiling | Edge trim-PVC- 9mm White Round Edge | 2.5m | 24.99
TIL-Tiling | EdgeTrim-Aluminium- 10mm Silver Straight Edge | 2.5m | 59
TIL-Tiling | Spacers-Tile- 3mm Cross Spacers | Pack | 39.99
TIL-Tiling | Skirting-Ceramic- 100mm | Lm | 45
TIL-Tiling | Screed-Under-tile floor | 20kg | 379.99
TIL-Tiling | Cement-32.5N | Bag | 120
TIL-Tiling | Cement-42.5N | Bag | 129
TIL-Tiling | Sand-River | m3 | 550
TIL-Tiling | Primer-Floor | 5L | 270
TIL-Tiling | Sealer-Floor- acrylic/polyrethane | 5L | 1300
TIL-Tiling | Granite chips -19mm | m3 | 450
TIL-Tiling | Self-Leveling Kit | 20kg | 255
PLD-Plumbing & Drainage | Gutter-PVC Dshape 125mm | Lm | 85
PLD-Plumbing & Drainage | Gutter-Aluminium- Ogee Profile | Lm | 165
PLD-Plumbing & Drainage | Pipe-Rainwater pipe- PVC- 80mm Round | Lm | 75
PLD-Plumbing & Drainage | Head-Rainwater Head- Steel | Each | 700
PLD-Plumbing & Drainage | Head-Rainwater Head-PVC | Each | 550
PLD-Plumbing & Drainage | Gutter shoe | Each | 55
PLD-Plumbing & Drainage | Pipe-Copper-15mm Class 0 | Lm | 115
PLD-Plumbing & Drainage | Pipe-PEX- 15mm Multilayer | Lm | 45
PLD-Plumbing & Drainage | Pipe-Waste Pipe- 110mm PVC | Lm | 125
PLD-Plumbing & Drainage | Pipe-HDPE - 50mm | Lm | 65
PLD-Plumbing & Drainage | Insulation- Pipe Insulation- Polyethylene Foam | Lm | 22
PLD-Plumbing & Drainage | Brackets-Pipe Brackets- Galvanized Holderbats | Each | 35
PLD-Plumbing & Drainage | WC Suite- Close-Coupled Ceramic | Each | 1850
PLD-Plumbing & Drainage | Wash basin- Pedestal/Wall-hung | Each | 850
PLD-Plumbing & Drainage | Geyser-Electric - 150L Glass-lined | Each | 4800
PLD-Plumbing & Drainage | Geyser-Solar - 200L | Each | 16500
PLD-Plumbing & Drainage | Tap-Basin mixer- Single Lever Chrome | Each | 650
PLD-Plumbing & Drainage | Shower rose-Chrome Plated | Each | 350
PLD-Plumbing & Drainage | Gully PVC-110mm | Each | 285
PLD-Plumbing & Drainage | Grease Trap- Industrial | Each | 4500
PLD-Plumbing & Drainage | Sand- River | m3 | 450
PLD-Plumbing & Drainage | Soakage pits- 19mm stone | m3 | 550
PLD-Plumbing & Drainage | Encasement-Concrete- 15MPa | m3 | 1250
PLD-Plumbing & Drainage | Fire hose reel- 30m | Each | 2200
PLD-Plumbing & Drainage | Extinguisher- 9kg Dry Chemical | Each | 850
PLD-Plumbing & Drainage | Hydrant valve- Cast Iron/Brass | Each | 1450
PLD-Plumbing & Drainage | Pressure Test-Testing and Commissioning Labor | Job | 2500
PLD-Plumbing & Drainage | Bracket-Gutter-PVC/Aluminium 125mm | Each | 28
PLD-Plumbing & Drainage | Gutter Union- PVC | Each | 42
PLD-Plumbing & Drainage | Wire-Solder wire-Lead free | 500g | 495
PLD-Plumbing & Drainage | Flux Paste | 50g | 78
PLD-Plumbing & Drainage | Pex Crimp ring | each | 6.5
PLD-Plumbing & Drainage | WC Connector | each | 118
PLD-Plumbing & Drainage | Wax Ring &Floor bolt set | set | 62
PLD-Plumbing & Drainage | Vacuum Breaker-20mm | each | 172
PLD-Plumbing & Drainage | Solar collector Panel -flat | each | 5400
PLD-Plumbing & Drainage | Fire Signage | each | 115
PLD-Plumbing & Drainage | Flange Gasket- 8 hole | Each | 49.95
PLD-Plumbing & Drainage | DCP Cylinder-9kg | Each | 849
PLD-Plumbing & Drainage | Fire Hose Reel Unit-30m | Each | 1899
PLD-Plumbing & Drainage | Ball Valve (15mm)- chrome | Each | 63
PLD-Plumbing & Drainage | Pipe Adaptor (Brass) | Each | 45
PLD-Plumbing & Drainage | Bolt-Wall Bolt -M8x75 | Each | 11
PLD-Plumbing & Drainage | Bidum Fabric -A4 | m2 | 24
PLD-Plumbing & Drainage | Seal-Inlet/Outlet Seal | Each | 85
PLD-Plumbing & Drainage | Trap Unit (32/40mm) | Each | 145
PLD-Plumbing & Drainage | Pipe-Slotted Pipe -110mm | 6m Length | 315
PLD-Plumbing & Drainage | Gulley Grate-110mm PVC | Each | 9.9
PLD-Plumbing & Drainage | PTFE Tape | Roll | 7.5
PLD-Plumbing & Drainage | Flexi Tails- 15mm*350mm | Pair | 98
PLD-Plumbing & Drainage | Shower Arm- 15mm-chrome | Each | 129
PLD-Plumbing & Drainage | Tee-Compression Tee- 15mm Brass Equal tee | Each | 50
PLD-Plumbing & Drainage | Elbow-Compression Elbow- 15mm Brass CC | Each | 37
PLD-Plumbing & Drainage | Silicone-Plumbing-Clear | 300ml Tube | 95
PLD-Plumbing & Drainage | Pop Rivets -Alum/PVC | Box of 100 | 55
PLD-Plumbing & Drainage | Pipe-Downpipe Clips | Each | 15.5
PLD-Plumbing & Drainage | Flux & Solder Kit | Set | 550
PLD-Plumbing & Drainage | Pipe Insulation (15mm) | 2m Length | 48
PLD-Plumbing & Drainage | Rubber Lube | 500g Tub | 110
PLD-Plumbing & Drainage | Pipe Hangers (Clevis) | Each | 38
PLD-Plumbing & Drainage | Bottle Trap (PVC) | Each | 115
PLD-Plumbing & Drainage | Drip Tray | Each | 420
PLD-Plumbing & Drainage | PVC Glue | 500ml | 145
PLD-Plumbing & Drainage | Cement 32.5 N | Bag | 91
PLD-Plumbing & Drainage | Stone-19mm | m3 | 550
PLD-Plumbing & Drainage | Basin& Pedestal | set | 1250
ELW-Electrical Work | conduit PVC- 20mm (4m Length) | Each | 15
ELW-Electrical Work | conduit PVC- 25mm (4m Length) | Each | 39
ELW-Electrical Work | Surface Mount PVC- 4*4 wall box | Each | 19.9
ELW-Electrical Work | Surface MountPVC - 4*2 wall box | Each | 9
ELW-Electrical Work | Bend PVC- 20mm | Each | 9
ELW-Electrical Work | Spacer bar Saddles-20mm | Each | 2
ELW-Electrical Work | Wire-1.5mm -Lighting | 100m | 1200
ELW-Electrical Work | Wire-2.5mm-Plugs | 100m | 2125
ELW-Electrical Work | Cable-White surfix cable-2.5mm | 100m | 2299
ELW-Electrical Work | Cable-White surfix cable-16mm | Lm | 85
ELW-Electrical Work | Cable-CAT6 Network Cable | Lm | 15
ELW-Electrical Work | Distribution Board 12-Way | Each | 850
ELW-Electrical Work | Isolator-Double Pole- 60A | Each | 149
ELW-Electrical Work | Earth Leakage- 63A | Each | 650
ELW-Electrical Work | Circuit Breaker- 20A | Each | 95
ELW-Electrical Work | Stove Isolator- 60A 4x4 Unit | Each | 149
ELW-Electrical Work | Light Switch- 1-Leve1-Way (Standard) | Each | 39
ELW-Electrical Work | Double Socket- 4x4 Switched (Standard) | Each | 139
ELW-Electrical Work | Schuko Socket- Euro-style 4x4 (Alternative) | Each | 159
ELW-Electrical Work | LED Fitting- 4ft (1200mm) Single Tube | Each | 184
ELW-Electrical Work | LED Fitting- 4ft (1200mm) Double Tube (Alt) | Each | 75
ELW-Electrical Work | Blank Plate- 4x4 White CovePlate | Each | 45
ELW-Electrical Work | Screws-Fixixng Screws-60*30mm | box/100 | 65
ELW-Electrical Work | Cable Clips | box/100 | 42
MEW-Mechanical Work | Split System AC- 9,000 BTU | Each | 8500
MEW-Mechanical Work | Inverter AC- 9,000 BTU | Each | 12000
MEW-Mechanical Work | Split System AC- 18k-24k BTU | Each | 17500
MEW-Mechanical Work | Ducted System- Whole-house | Each | 45000
MEW-Mechanical Work | Extraction Fan- Industrial | Each | 2450
MEW-Mechanical Work | Ducting-Galvanized- Rectangular | m2 | 850
MEW-Mechanical Work | Ducting-Insulated - 0.5m Pre-insulated | Each | 1250
MEW-Mechanical Work | Ducting-Flexible - 200mm | Lm | 185
MEW-Mechanical Work | Diffuser-Ceiling- 4-Way | Each | 550
MEW-Mechanical Work | Grille-Return Air Grille- Egg-crate | Each | 420
MEW-Mechanical Work | Pipe-Refrigerant Pipe- PairCoil | Lm | 285
MEW-Mechanical Work | Pump-Condensate Pump | Each | 1350
MEW-Mechanical Work | Pump-Circulation Pump | Each | 4800
MEW-Mechanical Work | Pressure Valve- Red-White Valve | Each | 650
MEW-Mechanical Work | Lift- Passenger Lift- 8-Person Standard (4 Floors) | Each | 850000
MEW-Mechanical Work | SprinkleHead- Pendant | Each | 125
MEW-Mechanical Work | BMS Controller- Smart System Integration | Each | 15000
MEW-Mechanical Work | AC Wall Brackets (Set) | Set | 345
MEW-Mechanical Work | Refrigerant Gas (12kg R410A) | Each | 2850
MEW-Mechanical Work | Galv Duct Corner Cleats | Each | 4.5
MEW-Mechanical Work | Vibration Pads (Rubber) | Each | 58
MEW-Mechanical Work | Hose Clamps (200mm) | Each | 22
MEW-Mechanical Work | Wall Brackets (Set) | Set | 385
MEW-Mechanical Work | Refrigerant Gas -R410A | 12kg Cylinder | 2950
MEW-Mechanical Work | Central Unit (Ducted) | Each | 32500
MEW-Mechanical Work
MEW-Mechanical Work | Mounting Frame/Rail | Each | 215
MEW-Mechanical Work | Galv Sheet Metal | $m^2$ | 295
MEW-Mechanical Work | Pre-insulated Duct -0.5m | Each | 480
MEW-Mechanical Work | Flex Duct (200mm x 10m | Each | 850
MEW-Mechanical Work | Main Plenum Box | Each | 1100
MEW-Mechanical Work | Guide Rails -Lift | m | 880
MEW-Mechanical Work | Control Panel -BMS/Lift | Each | 8500
MEW-Mechanical Work | Fixing Screws -Self tap | Box of 100 | 5
MEW-Mechanical Work | Bolt & Nut Set -M10 | Set of 10 | 110
MEW-Mechanical Work | Vibration Pads | Each | 55
MEW-Mechanical Work | Corner Cleats-Flange | Each | 8.5
MEW-Mechanical Work | Sealing-Flange Gasket | 10m Roll | 145
MEW-Mechanical Work | Duct Tape -Silver | 50m Roll | 115
MEW-Mechanical Work | Sealant -Polyurethane | 300ml Tube | 110
MEW-Mechanical Work | Saddles -Pipe Clips | Each | 12.5
MEW-Mechanical Work | Pipe Insulation -15-22mm | 2m Length | 42
MEW-Mechanical Work | Hose Clamps -200mm | Each | 24.5
MEW-Mechanical Work | Hanger Strap -Galvanized | 10m Roll | 185
MEW-Mechanical Work | Joining Sleeve -200mm | Each | 65
MEW-Mechanical Work | Threaded Nipple -Brass | Each | 38
MEW-Mechanical Work | PTFE Tape | Roll | 8
MEW-Mechanical Work | Discharge-Condensate Hose | 30m Roll | 310
MEW-Mechanical Work | Control-Communication Cable | 100m Roll | 1250
MEW-Mechanical Work | Filter Media - Egg Crate | Each | 320
GLZ-Glazing | Glass- 3mm Clear Float Standard Residential | m2 | 258
GLZ-Glazing | Glass- 4mm Clear Float Standard Commercial | m2 | 354
GLZ-Glazing | Glass- 6mm Clear Float Thicker Pane | m2 | 594
GLZ-Glazing | Glass- 4mm Obscure Patterned/Frosted Privacy | m2 | 695
GLZ-Glazing | Glass- 4mm Bronze Tint Heat-reducing | m2 | 411
GLZ-Glazing | Glass-Safety Glass- 6.38mm Laminated Clear | m2 | 722
GLZ-Glazing | Glass-Safety Glass- 4mm Toughened High-impact | m2 | 491
GLZ-Glazing | Glass-Safety Glass- 6mm Toughened High-strength Commercial | m2 | 953
GLZ-Glazing | Glazing-Double Glazing- SIG 6.38-12-6.38 Energy Efficient | m2 | 1307
GLZ-Glazing | Glass- 6.38mm Low Energy High-performance Thermal | m2 | 1297
GLZ-Glazing | Mirror-4mm Polished edges | Each | 369
GLZ-Glazing | Blade-Louvre Blade -610 x 152mm | Each | 150
GLZ-Glazing | Glaze-Polycarbonate -EZ Glaze | m2 | 850
GLZ-Glazing | Glaze-Bullet Resistant -28mm+ | m2 | 3500
GLZ-Glazing | Putty-Glazing Putty- 5kg Multi-purpose | Each | 101
GLZ-Glazing | Silicone-Glazing Silicone- Anti-fungal Clea | Tube | 95
GLZ-Glazing | Glazing Bead- PVC Snap-in | Lm | 45
GLZ-Glazing | Gasket-Rubber Gasket- Neoprene seal-shopfront | Lm | 25
GLZ-Glazing | Clips-Mirror fixing -set of 4 | set | 42.5
GLZ-Glazing | Screws-Fixing-self drill | box/100 | 88
GLZ-Glazing | Silicone- Mirror Adhesive | 300ml | 115
GLZ-Glazing | Gasket-HD-Heavy duty | m | 42
GLZ-Glazing | silicone-structural silicone | each | 165
GLZ-Glazing | Sealant-Lap sealant | each | 125
PAW-Paintwork | PVA-Interior Matt- Standard Washable | 20L | 1049
PAW-Paintwork | PVA-Contractors | 20L | 379
PAW-Paintwork | Acrylic-Textured - Micatex | 20L | 1099
PAW-Paintwork | Enamel-Silk/Satin- Premium Sheen | 20L | 2449
PAW-Paintwork | Paint-Roof Paint- Roofguard / TradePro | 20L | 1299
PAW-Paintwork | Enamel-Gloss - Solvent-based Standard White/Black | 5L | 849
PAW-Paintwork | Gloss-Water-based - Low Odour | 5L | 599
PAW-Paintwork | Gloss- Champion | 5L | 398.95
PAW-Paintwork | Clear Varnish- Polyuethrane -wood | 5L | 775
PAW-Paintwork | Primer- Plaster Primer- Solvent-based | 5L | 369.99
PAW-Paintwork | Primer-Wood Primer- Pink Wood Primer | 5L | 699
PAW-Paintwork | Primer-Red Oxide - Anti-rust -Mild Steel | 5L | 539
PAW-Paintwork | Primer- Etch Primer- Galvanized Steel | 5L | 579.9
PAW-Paintwork | Polyfilla- Interior Crack Filler | 2kg | 75
PAW-Paintwork | Roller snd Tray- 225mm Eezypile Set | Each | 65
PAW-Paintwork | Brush Set- 3-Piece Multi-size Set | Each | 109.95
PAW-Paintwork | Drop Sheet- 2m x 3m Plastic Protection | Each | 35
PAW-Paintwork | Sandpaper- 40 Grit Roll | Meter | 45
PAW-Paintwork | Mineral Turpentine | 750ml | 36
PAH-Paperhanging | Wallpaper-Standard | Roll | 350
PAH-Paperhanging | Wallpaper-PVC | Roll | 650
PAH-Paperhanging | Wallpaper-Vinyl | Roll | 900
PAH-Paperhanging | Wallpaper-Fabric | Roll | 1500
PAH-Paperhanging | Wallpaper-Custom Mural | m2 | 800
PAH-Paperhanging | Wallpaper-Peel and Stick | Roll | 750
PAH-Paperhanging | Paste-Flake Paste- 185g Mixable Flakes | Pack | 70
PAH-Paperhanging | Ahesive- Clear Adhesive- 250g Ready-to-use | Tub | 109
PAH-Paperhanging | Paste-Pre-mix Paste- 10kg Industrial Tub | Tub | 1520
PAH-Paperhanging | Adhesive- Border Adhesive- 250g Specialized Glue | Each | 65
PAH-Paperhanging | Sealer-Wall Sealer | 5L | 179
PAH-Paperhanging | Primer-Plaster Primer | 5L | 315
PAH-Paperhanging | Wallpaper Remover | m2 | 250
PAH-Paperhanging | Trimming Knife- Retractable Utility Blade | Each | 45
PAH-Paperhanging | Seam Roller- Specialized Tool foSmoothing Joints | Each | 85
PAH-Paperhanging | Brush-Pasting Brush- 63mm-100mm Synthetic | Each | 92
PAH-Paperhanging | Chalk Line | Each | 120
EXT-External Work | Topsoil- Screened & Weed-free | m3 | 300
EXT-External Work | Compost- Black/Brown Organic Blend | 60d/m3 | 70
EXT-External Work | Fertilizer- Limestone Ammonium Nitrate-28 | 50kg | 800
EXT-External Work | Lawn-Kikuyu | m2 | 66
EXT-External Work | Lawn-Buffalo - Shade-tolerant | m2 | 99
EXT-External Work | Lawn-Berea - Soft-leaf Shade Grass | m2 | 88
EXT-External Work | Tar-Residential -25-30mm | m2 | 450
EXT-External Work | Tar-Commercial Tar -50mm | m2 | 650
EXT-External Work | G5 Gravel- Base Course Material-Roads | m3 | 450
EXT-External Work | Kerb-Mountable Kerb-Figure 8B | Meter | 155
EXT-External Work | Kerb-Barrier Kerb-Figure BK4 | Meter | 225
EXT-External Work | Pavers-Bevel 50mm | 1000u | 4800
EXT-External Work | Mesh - Clearview-1.8m High | Lm | 1400
EXT-External Work | Palisade-Steel | Lm | 2200
EXT-External Work | Palisade- PVC | Lm | 1600
EXT-External Work | Fencing-Electric-6 Wire | Lm | 400
EXT-External Work | Razor Wire- Concertina | Lm | 100
EXT-External Work | Washing Line -T Pole | Each | 1350
EXT-External Work | Wasing line-Fold-away Line -2.1m | Each | 2175
EXT-External Work | Bollard-Steel Bollard 100mm | Each | 1250
EXT-External Work | Gully-Yard Gully -110mm | Each | 285
EXT-External Work | Weedkiller (Concentrate) | 5L | 850
EXT-External Work | Tar-Premix Tar (Cold) | 25kg Bag | 125
EXT-External Work | Sand-Jointing | 40kg Bag | 65
EXT-External Work | Cement (42.5N) | 50kg Bag | 115
EXT-External Work | Sand-River | m3 | 480
EXT-External Work | Stone (19mm) | m3 | 560
EXT-External Work | Post-Fence-Steel | Each | 285
EXT-External Work | Post-PVC | Each | 340
EXT-External Work | Wire-Electric Wire-Braided | 1000m | 1650
EXT-External Work | Insulators (Bobbin) | Each | 8.5
EXT-External Work | Tensioners -S-Hook | Each | 45
EXT-External Work | Binding Wire | 5kg Roll | 195
EXT-External Work | Bolt and Nut Set -M10 | Each | 12
EXT-External Work | Screws-Fixing Screws- Heavy Duty | Box of 100 | 145
EXT-External Work | Frame-Fold-away | Each | 1150
EXT-External Work | Nylon Cord | 30m Roll | 95
EXT-External Work | Concrete-15MPa -Ready-mix | m3 | 1450
EXT-External Work | Concrete Mix- (Dry-bagged) | 40kg Bag | 68
EXT-External Work | Sand-Bedding Sand (River Sand) | m3 | 485
EXT-External Work | Wire-Steel Wire (Galvanized) | 50kg Roll | 1850

## Specification Code
|  |  |  | Material Code |  |  |  | Quantity per BoQ Unit |  |  |  |  | Rates |  |  |  | Total Quantities
Section | Trade Code | BoQ Unit | Specification Code | Material 1 | Material 2 | Material 3 | Material 4 | Material 1 | Material 2 | Material 3 | Material 4 | Rate/BoQ Unit | Material 1 | Material 2 | Material 3 | Material 4 | BoQ Quantity | Material 1 | Material 2 | Material 3 | Material 4
Section 1 | CFR-Concrete, Formwork & Reinforcement | m3 | 10MPa | Cement 52.5N | Sand - Washed | Stone - 19mm |  | 4.2 | 0.75 | 0.75 |  | 10 | 145 | 550 | 600 | #N/A | 10 | 42 | 7.5 | 7.5 | 0
Section 1 | CFR-Concrete, Formwork & Reinforcement | m3 | 15MPa | Cement 42.5R | Sand - Course | Stone - 19mm |  | 6.2 | 0.7 | 0.8 |  | #N/A | 140 | 550 | 600 | #N/A | 10 | 62 | 7 | 8 | 0
Section 1 | CFR-Concrete, Formwork & Reinforcement | m3 | 20MPa | Cement 42.5N | Sand - Course | Stone - 19mm |  | 7.5 | 0.65 | 0.85 |  | #N/A | 129 | 550 | 600 | #N/A | 10 | 75 | 6.5 | 8.5 | 0
Section 1 | CFR-Concrete, Formwork & Reinforcement | m3 | 25MPa | Sand - Clean River | Sand - Course | Stone - 19mm |  | 8.2 | 0.65 | 0.85 |  | #N/A | 550 | 550 | 600 | #N/A | 10 | 82 | 6.5 | 8.5 | 0
Section 1 | CFR-Concrete, Formwork & Reinforcement | m3 | 30MPa | Cement 42.5N | Sand - Course | Stone - 19mm |  | 9.8 | 0.6 | 0.9 |  | #N/A | 129 | 550 | 600 | #N/A | 10 | 98 | 6 | 9 | 0
Section 1 | CFR-Concrete, Formwork & Reinforcement | m2 | Formwork-Rough Formwork Shutterboard - 18mm | Rough Formwork Shutterboard - 18mm | Formwork Shutter Oil | Nails - 75mm |  | 1 | 0.01 | 0.01 |  | #N/A | #N/A | #N/A | 1253.6 | #N/A | 10 | 10 | 0.1 | 0.1 | 0
Section 1 | CFR-Concrete, Formwork & Reinforcement | m2 | Formwork-Smooth Formwork Shutterboard - 18mm | Smopth Formwork Shutterboard - 18mm | Formwork Shutter Oil | Nails - 75mm |  | 1 | 0.01 | 0.01 |  | #N/A | #N/A | #N/A | 1253.6 | #N/A | 10 | 10 | 0.1 | 0.1 | 0
Section 1 | CFR-Concrete, Formwork & Reinforcement | m | Formwork-Rough Formwork Shutterboard - 21mm | Rough Formwork Shutterboard - 21mm | Formwork Shutter Oil | Nails - 75mm |  | 1 | 0.01 | 0.01 |  | #N/A | #N/A | #N/A | 1253.6 | #N/A | 10 | 10 | 0.1 | 0.1 | 0
Section 1 | CFR-Concrete, Formwork & Reinforcement | m | Formwork-Smopth Formwork Shutterboard - 21mm | Smopth Formwork Shutterboard - 21mm | Formwork Shutter Oil | Nails - 75mm |  | 1 | 0.01 | 0.01 |  | #N/A | #N/A | #N/A | 1253.6 | #N/A | 10 | 10 | 0.1 | 0.1 | 0
Section 1 | CFR-Concrete, Formwork & Reinforcement | m | Formwork-Rough Formwork Shutterboard- 114mm | Rough Formwork Shutter - 114mm | Formwork Shutter Oil | Nails - 75mm |  | 1 | 0.01 | 0.01 |  | #N/A | #N/A | #N/A | 1253.6 | #N/A | 10 | 10 | 0.1 | 0.1 | 0
Section 1 | CFR-Concrete, Formwork & Reinforcement | m | Formwork-Rough Formwork Shutterboard - 228mm | Rough Formwork Shutter - 228mm | Formwork Shutter Oil | Nails - 75mm |  | 1 | 0.01 | 0.01 |  | #N/A | #N/A | #N/A | 1253.6 | #N/A | 10 | 10 | 0.1 | 0.1 | 0
Section 1 | CFR-Concrete, Formwork & Reinforcement | m | Formwork-Smooth Formwork Shutterboard- 114mm | Smooth Formwork Shutter - 114mm | Formwork Shutter Oil | Nails - 75mm |  | 1 | 0.01 | 0.01 |  | #N/A | #N/A | #N/A | 1253.6 | #N/A | 10 | 10 | 0.1 | 0.1 | 0
Section 1 | CFR-Concrete, Formwork & Reinforcement | m | Formwork-Smooth Formwork Shutterboard- 228mm | Smooth Formwork Shutter - 228mm | Formwork Shutter Oil | Nails - 75mm |  | 1 | 0.01 | 0.01 |  | #N/A | #N/A | #N/A | 1253.6 | #N/A | 10 | 10 | 0.1 | 0.1 | 0
Section 1 | CFR-Concrete, Formwork & Reinforcement | ton/kg | Reinforcement-Rebar - High Tensile Y10 | Rebar Reinforcement - High Tensile Y10 | Spacers - 40mm | Binding Wire - 1.6mm |  | 0.617 | 0.01 | 0.1 |  | #N/A | #N/A | 1.5 | 850 | #N/A | 10 | 6.17 | 0.1 | 1 | 0
Section 1 | CFR-Concrete, Formwork & Reinforcement | ton/kg | Reinforcement-Rebar- High Tensile Y12 | Rebar Reinforcement - High Tensile Y12 | Spacers - 40mm | Binding Wire - 1.6mm |  | 0.617 | 0.01 | 0.1 |  | #N/A | #N/A | 1.5 | 850 | #N/A | 10 | 6.17 | 0.1 | 1 | 0
Section 1 | CFR-Concrete, Formwork & Reinforcement | ton/kg | Reinforcement-Rebar- High Tensile Y16 | Rebar Reinforcement - High Tensile Y16 | Spacers - 40mm | Binding Wire - 1.6mm |  | 0.617 | 0.01 | 0.1 |  | #N/A | #N/A | 1.5 | 850 | #N/A | 10 | 6.17 | 0.1 | 1 | 0
Section 1 | CFR-Concrete, Formwork & Reinforcement | ton/kg | Reinforcement-Rebar - High Tensile Y20 | Rebar Reinforcement - High Tensile Y20 | Spacers - 40mm | Binding Wire - 1.6mm |  | 0.617 | 0.01 | 0.1 |  | #N/A | #N/A | 1.5 | 850 | #N/A | 10 | 6.17 | 0.1 | 1 | 0
Section 1 | CFR-Concrete, Formwork & Reinforcement | ton/kg | Reinforcement-Rebar- Mild Tensile Steel R6 | Rebar Reinforcement - Mild Tensile Steel R6 | Spacers - 25mm | Binding Wire - 1.6mm |  | 0.617 | 0.01 | 0.1 |  | #N/A | #N/A | 1.5 | 850 | #N/A | 10 | 6.17 | 0.1 | 1 | 0
Section 1 | CFR-Concrete, Formwork & Reinforcement | ton/kg | Reinforcement-Rebar- Mild Tensile Steel R8 | Rebar Reinforcement - Mild Tensile Steel R8 | Spacers - 25mm | Binding Wire - 1.6mm |  | 0.617 | 0.01 | 0.1 |  | #N/A | #N/A | 1.5 | 850 | #N/A | 10 | 6.17 | 0.1 | 1 | 0
Section 1 | CFR-Concrete, Formwork & Reinforcement | ton/kg | Reinforcement-Rebar- Mild Tensile Steel R10 | Rebar Reinforcement - Mild Tensile Steel R10 | Spacers - 25mm | Binding Wire - 1.6mm |  | 0.617 | 0.01 | 0.1 |  | #N/A | #N/A | 1.5 | 850 | #N/A | 10 | 6.17 | 0.1 | 1 | 0
Section 1 | CFR-Concrete, Formwork & Reinforcement | m2 | Reinforcement-Mesh- Ref 100 | Mesh Reinforcement - Ref 100 | Spacers - 25mm | Binding Wire - 1.6mm |  | 1 | 0.01 | 0.1 |  | #N/A | #N/A | 1.5 | 850 | #N/A | 10 | 10 | 0.1 | 1 | 0
Section 1 | CFR-Concrete, Formwork & Reinforcement | m2 | Reinforcement-Mesh- Ref 245 | Mesh Reinforcement - Ref 245 | Spacers - 25mm | Binding Wire - 1.6mm |  | 1 | 0.01 | 0.1 |  | #N/A | #N/A | 1.5 | 850 | #N/A | 10 | 10 | 0.1 | 1 | 0
Section 1 | CFR-Concrete, Formwork & Reinforcement | m2 | Reinforcement-Mesh- Ref 395 | Mesh Reinforcement - Ref 395 | Spacers - 25mm | Binding Wire - 1.6mm |  | 1 | 0.01 | 0.1 |  | #N/A | #N/A | 1.5 | 850 | #N/A | 10 | 10 | 0.1 | 1 | 0
Section 1 | CFR-Concrete, Formwork & Reinforcement | m2 | Reinforcement-Mesh- Ref 617 | Mesh Reinforcement - Ref 617 | Spacers - 25mm | Binding Wire - 1.6mm |  | 1 | 0.01 | 0.1 |  | #N/A | #N/A | 1.5 | 850 | #N/A | 10 | 10 | 0.1 | 1 | 0
Section 1 | CFR-Concrete, Formwork & Reinforcement | m2 | Reinforcement-Mesh- Ref 888 | Mesh Reinforcement - Ref 888 | Spacers - 25mm | Binding Wire - 1.6mm |  | 1 | 0.01 | 0.1 |  | #N/A | #N/A | 1.5 | 850 | #N/A | 10 | 10 | 0.1 | 1 | 0
Section 1 | MAN-Masonry | m2 | Half Brick - Class I | Bricks - Clay | Cement 42.5N | Building Sand | Brickforce - 75mm | 55 | 0.5 | 0.07 | 2.94 | 154352.9 | 2800 | 129 | 550 | 85 | 10 | 550 | 5 | 0.7 | 29.4
Section 1 | MAN-Masonry | m2 | Half Brick - Class II | Bricks - Clay | Cement 42.5N | Building Sand | Brickforce - 75mm | 55 | 0.5 | 0.07 | 2.94 | 154352.9 | 2800 | 129 | 550 | 85 | 10 | 550 | 5 | 0.7 | 29.4
Section 1 | MAN-Masonry | m2 | Half Brick - Class III | Bricks - Clay | Cement 42.5N | Building Sand | Brickforce - 75mm | 55 | 0.5 | 0.07 | 2.94 | 154352.9 | 2800 | 129 | 550 | 85 | 10 | 550 | 5 | 0.7 | 29.4
Section 1 | MAN-Masonry | m2 | One Brick - Class I | Bricks - Clay | Cement 42.5N | Building Sand | Brickforce - 150mm | 110 | 1 | 0.14 | 2.94 | 308544.1 | 2800 | 129 | 550 | 115 | 10 | 1100 | 10 | 1.4 | 29.4
Section 1 | MAN-Masonry | m2 | One Brick - Class II | Bricks - Clay | Cement 42.5N | Building Sand | Brickforce - 150mm | 110 | 1 | 0.14 | 2.94 | 308544.1 | 2800 | 129 | 550 | 115 | 10 | 1100 | 10 | 1.4 | 29.4
Section 1 | MAN-Masonry | m2 | One Brick - Class III | Bricks - Clay | Cement 42.5N | Building Sand | Brickforce - 150mm | 110 | 1 | 0.14 | 2.94 | 308544.1 | 2800 | 129 | 550 | 115 | 10 | 1100 | 10 | 1.4 | 29.4
Section 1 | MAN-Masonry | m2 | Maxi Brick - Class II | Bricks - Maxi | Cement 42.5N | Building Sand | Brickforce - 150mm | 55 | 0.5 | 0.07 | 2.94 | 181116.1 | 3285 | 129 | 550 | 115 | 10 | 550 | 5 | 0.7 | 29.4
Section 1 | MAN-Masonry | m | Brick Lintels | Bricks - Clay | Cement 42.5N | Building Sand | Brickforce - 150mm | 55 | 0.5 | 0.07 |  | 154103 | 2800 | 129 | 550 | 115 | 10 | 550 | 5 | 0.7 | 0
Section 1 | MAN-Masonry | m | Brick Sills | Bricks - Clay | Cement 42.5N | Building Sand | Brickforce - 150mm | 55 | 0.5 | 0.07 |  | 154103 | 2800 | 129 | 550 | 115 | 10 | 550 | 5 | 0.7 | 0
Section 1 | MAN-Masonry | m | Brick Copings | Bricks - Clay | Cement 42.5N | Building Sand | Brickforce - 150mm | 55 | 0.5 | 0.07 |  | 154103 | 2800 | 129 | 550 | 115 | 10 | 550 | 5 | 0.7 | 0
Section 1 | MAN-Masonry | m2 | Block-M140 | Bricks - Cement 7MPa | Cement 42.5N | Building Sand | Brickforce - 75mm | 110 | 1 | 0.14 |  | 203706 | 1850 | 129 | 550 | 85 | 10 | 1100 | 10 | 1.4 | 0
Section 1 | MAN-Masonry | m2 | Block-M90 | Bricks - Cement 7MPa | Cement 42.5N | Building Sand | Brickforce - 75mm | 55 | 0.5 | 0.07 |  | 101853 | 1850 | 129 | 550 | 85 | 10 | 550 | 5 | 0.7 | 0
Section 1 | MAN-Masonry | m | Block-Lintel U140 | Bricks - Cement 7MPa | Cement 42.5N | Building Sand | Brickforce - 75mm | 55 | 0.5 | 0.07 |  | 101853 | 1850 | 129 | 550 | 85 | 10 | 550 | 5 | 0.7 | 0
Section 1 | MAN-Masonry | m | Block-Lintel U90 | Bricks - Cement 7MPa | Cement 42.5N | Building Sand | Brickforce - 75mm | 55 | 0.5 | 0.07 |  | 101853 | 1850 | 129 | 550 | 85 | 10 | 550 | 5 | 0.7 | 0
Section 1 | MAN-Masonry | m | Precast Sills | Sill - Precast 175mm | Cement 42.5N | Building Sand | Brickforce - 150mm | 110 | 1 | 0.14 |  | 16156 | 145 | 129 | 550 | 115 | 10 | 1100 | 10 | 1.4 | 0
Section 1 | MAN-Masonry | m | Turning Piece | Turning Piece | Cement 42.5N |  |  | 110 | 1 | 0.14 |  | #N/A | 600 | 129 | #N/A | #N/A | 10 | 1100 | 10 | 1.4 | 0
Section 1 | WPR-Waterproofing | m | Damp Proof Course Plastic-375 micron | DPC Plastic-375 | DPC Plastic-375 | DPC Plastic-375 | DPC Plastic-375 | 1 | 1 | 1 | 1 | #N/A | #N/A | #N/A | #N/A | #N/A | 10 | 10 | 10 | 10 | 10
Section 1 | WPR-Waterproofing | m | Damp Proof Course -Anti Termite-750 micron | DPC-Anti Termite-750 |  |  |  | 1 |  |  |  | #N/A | #N/A | #N/A | #N/A | #N/A | 10 | 10 | 0 | 0 | 0
Section 1 | WPR-Waterproofing | m2 | Bituminous Felt-4mm | Bituminous Felt-4mm | Bitumen Primer |  |  | 1 | 0.3 |  |  | #N/A | 20 | #N/A | #N/A | #N/A | 10 | 10 | 3 | 0 | 0
Section 1 | WPR-Waterproofing | m2 | Damp Proof Membrane-250 Micron | DPM-USB Green-250 |  |  |  | 1 |  |  |  | #N/A | #N/A | #N/A | #N/A | #N/A | 10 | 10 | 0 | 0 | 0
Section 1 | WPR-Waterproofing | m2 | Damp Proof Membrane-Heavy Duty-300 | DPM-Heavy Duty-300 |  |  |  | 1 |  |  |  | #N/A | #N/A | #N/A | #N/A | #N/A | 10 | 10 | 0 | 0 | 0
Section 1 | WPR-Waterproofing | m2 | Membrane- Acrylic | Acrylic Sealer | Membrane Fabric-100m |  |  | 0.5 | 1.1 |  |  | #N/A | #N/A | #N/A | #N/A | #N/A | 10 | 5 | 11 | 0 | 0
Section 1 | WPR-Waterproofing | m2 | Seal-Cementitious | Cementitious Seal |  |  |  | 1.75 |  |  |  | #N/A | #N/A | #N/A | #N/A | #N/A | 10 | 17.5 | 0 | 0 | 0
Section 1 | WPR-Waterproofing | m2 | Seal- Polyurethane-2part Flexi | Polyurethane Seal- 2part Flexi |  |  |  | 0.9 |  |  |  | #N/A | #N/A | #N/A | #N/A | #N/A | 10 | 9 | 0 | 0 | 0
Section 1 | WPR-Waterproofing | m2 | Membrane- Fabric-100m | [8 empty] | #N/A | #N/A | #N/A | #N/A | #N/A | 10 | 0 | 0 | 0 | 0
Section 1 | WPR-Waterproofing | m | Flashing- Aluminium- 250mm*100m | Aluminum Flashing- 250mm*100m | Silicone Sealant-300ml |  |  | 1 | 0.05 |  |  | #N/A | #N/A | 150 | 150 | #N/A | 10 | 10 | 0.5 | 0 | 0
Section 1 | WPR-Waterproofing | m | Flashing-Bitumen | Bitumen Flashing | Bitumen Primer |  |  | 1 | 0.15 |  |  | #N/A | #N/A | #N/A | #N/A | #N/A | 10 | 10 | 1.5 | 0 | 0
Section 1 | WPR-Waterproofing | m | Waterstop-PVC - 150mm Dumbbell | PVC Waterstop- 150mm Dumbbell |  |  |  | 1 |  |  |  | #N/A | #N/A | #N/A | #N/A | #N/A | 10 | 10 | 0 | 0 | 0
Section 1 | WPR-Waterproofing | m | Sealant-Silicone-300ml | Silicone Sealant-300ml |  |  |  | 0.15 |  |  |  | #N/A | #N/A | #N/A | #N/A | #N/A | 10 | 1.5 | 0 | 0 | 0
Section 1 | WPR-Waterproofing | m | Joint- Polyurethane 600ml | Polyurethane Joint-600ml |  |  |  | 0.08 |  |  |  | #N/A | #N/A | #N/A | #N/A | #N/A | 10 | 0.8 | 0 | 0 | 0
Section 1 | WPR-Waterproofing | m | Swellable Strip | [8 empty] | #N/A | #N/A | #N/A | #N/A | #N/A | 10 | 0 | 0 | 0 | 0
Section 1 | ROF-Roofing Coverings | m3 | Timber- S5 Structural - 38*114mm | S5 Structural Timber- 38*114mm | Tek Screws- 65mm Hex Head |  |  | 1 | 0.3 |  |  | #N/A | #N/A | 150 | 150 | #N/A | 10 | 10 | 3 | 0 | 0
Section 1 | ROF-Roofing Coverings | m3 | Timber- S5 Structural - 50*150mm | S5 Structural Timber- 50*150mm | Tek Screws- 65mm Hex Head |  |  | 1 | 0.3 |  |  | #N/A | #N/A | 150 | 150 | #N/A | 10 | 10 | 3 | 0 | 0
Section 1 | ROF-Roofing Coverings | m | Purlins / Battens- 38*114mm S5 | Purlins / Battens- 38*114mm S5 | Tek Screws- 65mm Hex Head |  |  | 1 | 0.02 |  |  | #N/A | 22.5 | 150 | 150 | #N/A | 10 | 10 | 0.2 | 0 | 0
Section 2 | ROF-Roofing Coverings | m | Wall Plate- 38*114mm | Wall Plate- 38*114mm | Coach Screw-10mm*75mm |  |  | 1 | 1.1
Section 1 | ROF-Roofing Coverings | m2 | IBR Sheeting- 0.58mm ZincAlum | IBSheeting- 0.58mm ZincAlum Standard | Tek Screws- 65mm Hex Head | Stitching Screw-22mm lap stitchers |  | 1 | 0.05 | 0.02 |  | #N/A | #N/A | 150 | 150 | 150 | 10 | 10 | 0.5 | 0.2 | 0
Section 1 | ROF-Roofing Coverings | m2 | Corrugated Iron-0.50mm Galvanized | Corrugated Iron-0.50mm Galvanized | Tek Screws- 65mm Hex Head | Stitching Screw-22mm lap stitchers |  | 1 | 0.06 | 0.02 |  | 157 | 145 | 150 | 150 | 150 | 10 | 10 | 0.6 | 0.2 | 0
Section 1 | ROF-Roofing Coverings | m2 | Tile- Concrete- Double Roman | Concrete Tile- Double Roman | Roof Screws-50mm Timber/steel |  |  | 10.5 | 0.11 |  |  | #N/A | #N/A | 890 | 890 | #N/A | 10 | 105 | 1.1 | 0 | 0
Section 1 | ROF-Roofing Coverings | m2 | Tile-Clay - Terracotta | Clay Tile - Terracotta | Roof Screws-50mm Timber/steel |  |  | 14 | 0.14 |  |  | #N/A | #N/A | 890 | 890 | #N/A | 10 | 140 | 1.4 | 0 | 0
Section 1 | ROF-Roofing Coverings | m2 | Slate-Natural Slate- 10mm Thick | Natural Slate- 10mm Thick | Roof Screws-50mm Timber/steel |  |  | 1 | 0.2 |  |  | #N/A | #N/A | 890 | 890 | #N/A | 10 | 10 | 2 | 0 | 0
Section 1 | ROF-Roofing Coverings | m | Polycarb Sheet- Tapered concrete ridge | Polycarb Sheet- Tapered concrete ridge | Roof Screws-50mm Timber/steel |  |  | 1 | 0.04 |  |  | #N/A | 215 | 890 | 890 | #N/A | 10 | 10 | 0.4 | 0 | 0
Section 1 | ROF-Roofing Coverings | m | Ridge Capping- Tapered concrete ridge | Ridge Capping- Tapered concrete ridge | Roof Screws-50mm Timber/steel |  |  | 1 | 0.04 |  |  | #N/A | 85 | 890 | 890 | #N/A | 10 | 10 | 0.4 | 0 | 0
Section 1 | ROF-Roofing Coverings | m | Valley Lining-450mm Galvanized valley | Valley Lining-450mm Galvanized valley |  |  |  | 1 |  |  |  | #N/A | 115 | #N/A | #N/A | #N/A | 10 | 10 | 0 | 0 | 0
Section 1 | ROF-Roofing Coverings | m | Eave Closure- Bird proof closure strip | Eave Closure- Bird proof closure strip | Tek Screws- 65mm Hex Head |  |  | 1 | 0.01 |  |  | #N/A | 18 | 150 | 150 | #N/A | 10 | 10 | 0.1 | 0 | 0
Section 1 | ROF-Roofing Coverings | m | Verge Tile- Left/right hand- universal | Verge Tile- Left/right hand- universal | Stitching Screw-22mm lap stitchers |  |  | 1 |  |  |  | #N/A | 95 | 150 | 150 | #N/A | 10 | 10 | 0 | 0 | 0
Section 1 | ROF-Roofing Coverings | m2 | Insulation- Roof - 135mm glasswool | Roof Insulation- 135mm glasswool |  |  |  | 1 |  |  |  | #N/A | #N/A | #N/A | #N/A | #N/A | 10 | 10 | 0 | 0 | 0
section1 | ROF-Roofing Coverings | Each | Vent-Roof-whirly bird | Roof Vent- whirly bird | Tek Screws- 65mm Hex Head |  |  | 1 | 0.08 |  |  | #N/A | #N/A | 150 | 150 | #N/A | 10 | 10 | 0.8 | 0 | 0
Section 1 | CRJ-Carpentry and Joinery | m | Timber-S5 Structural-38*114mm standard pine | Timber-S5 Structural -38*114mm standard pine | Screws-Wood Screws -4.0 x 30mm |  |  | 0.17 | 0.5 |  |  | #N/A | 65 | 150 | 150 | #N/A | 10 | 1.7 | 5 | 0 | 0
Section 1 | CRJ-Carpentry and Joinery | m | Timber-S5 Structural-38*152mm standard pine | Timber-S5 Structural -38*152mm standard pine | Screws-Wood Screws -4.0 x 30mm |  |  | 0.17 | 0.5
Section 1 | CRJ-Carpentry and Joinery | m | Timber- Laminated SAP Pine | Timber-Laminated SAP Pine | Glue-Aliphatic -Wood | Screws-Wood Screws -4.0 x 30mm |  | 1 | 0.05 | 0.5 |  | 346.75 | 245 | 185 | 185 | 150 | 10 | 10 | 0.5 | 5 | 0
Section 1 | CRJ-Carpentry and Joinery | m | Board-Fascia- 225mm PVC | Board-Fascia- 225mm PVC | Screws-Wood Screws -4.0 x 30mm |  |  | 0.33 | 2 |  |  | #N/A | 115 | 150 | 150 | #N/A | 10 | 3.3 | 20 | 0 | 0
Section 1 | CRJ-Carpentry and Joinery | m | Board-Fascia - Nutec/Fibre cement | Board-Fascia - Nutec/Fibre cement | Screws-Wood Screws -4.0 x 30mm |  |  | 1 | 2 |  |  | #N/A | 95 | 150 | 150 | #N/A | 10 | 10 | 20 | 0 | 0
Section 1 | CRJ-Carpentry and Joinery | m2 | Boarding-Floor - 22mm T&G Pine | Boarding-Timber-Floor- 22mm T&G Pine | Pins-Panel Pins -30mm | Glue-Aliphatic -Wood |  | 1 | 0.2 | 0.15 |  | 496.5 | 185 | 890 | 890 | 185 | 10 | 10 | 2 | 1.5 | 0
Section 1 | CRJ-Carpentry and Joinery | m | Skirting-75mm Meranti/Pine | Skirting-75mm Meranti/Pine | Plugs-Wall Plugs -Nylon 6mm | Screws-Wood Screws -4.0 x 30mm |  | 0.33 | 0.04 | 0.04 |  | 86.05 | 45 | 890 | 890 | 150 | 10 | 3.3 | 0.4 | 0.4 | 0
Section 1 | CRJ-Carpentry and Joinery | m | Battens-Floor-38*38mm Treated | Battens-Floor-38*38mm Treated | Plugs-Wall Plugs -Nylon 6mm | Mould- Bolection Mould- decorative Timber detail |  | 1 | 2 | 0.02 |  | 1820.3 | 22.5 | 890 | 890 | 890 | 10 | 10 | 20 | 0.2 | 0
Section 1 | CRJ-Carpentry and Joinery | Each | Frame-Door- 90*70mm Meranti | Frame-Door- 90*70mm Meranti | Screws-Wood Screws -4.0 x 30mm | Plugs-Wall Plugs -Nylon 6mm |  | 1 | 0.16 | 0.16 |  | 898 | 850 | 150 | 150 | 890 | 10 | 10 | 1.6 | 1.6 | 0
Section 1 | CRJ-Carpentry and Joinery | Each | Door-Internal- Hallow core | Door-Internal- Hallow core | Screws-Wood Screws -4.0 x 30mm |  |  | 1 | 0.16 |  |  |  | 450 | 150 | 150 | #N/A | 10 | 10 | 1.6 | 0 | 0
Section 1 | CRJ-Carpentry and Joinery | Each | Door-External - solid meranti 8 panel | Door-External - solid meranti 8 panel | Screws-Wood Screws -4.0 x 30mm |  |  | 1 | 0.16 |  |  |  | 2850 | 150 | 150 | #N/A | 10 | 10 | 1.6 | 0 | 0
Section 1 | CRJ-Carpentry and Joinery | m | Architrave- 45mm Meranti bead | Architrave- 45mm Meranti bead | Pins-Panel Pins -30mm | Glue-Aliphatic -Wood |  | 0.33 | 0.05 | 0.05 |  |  | 35 | 890 | 890 | 185 | 10 | 3.3 | 0.5 | 0.5 | 0
Section 1 | CRJ-Carpentry and Joinery | m2 | Shutter-Timber- Louvered SAP Pine | Shutter Timber- Louvered SAP Pine | Screws-Wood Screws -4.0 x 30mm |  |  | 1 | 8 |  |  |  | 1200 | 150 | 150 | #N/A | 10 | 10 | 80 | 0 | 0
Section 1 | CRJ-Carpentry and Joinery | Each/m | Stair Tread- 22mm meranti | Stair Tread- 22mm meranti | Glue-Aliphatic -Wood | Screws-Wood Screws -4.0 x 30mm |  | 1 | 0.1 | 4 |  |  | 285 | 185 | 185 | 150 | 10 | 10 | 1 | 40 | 0
Section 1 | CRJ-Carpentry and Joinery | Each | Baluster- turned pine | Baluster- turned pine | Glue-Aliphatic -Wood | Screws-Wood Screws -4.0 x 30mm |  | 1 | 0.02 | 2 |  |  | 65 | 185 | 185 | 150 | 10 | 10 | 0.2 | 20 | 0
Section 1 | CRJ-Carpentry and Joinery | Lm | Handrail -molded Meranti | Handrail -molded Meranti | Handrail Brackets- S/S | Screws-Wood Screws -4.0 x 30mm |  | 1 | 1 | 6 |  |  | 145 | 185 | 185 | 150 | 10 | 10 | 10 | 60 | 0
Section 1 | CRJ-Carpentry and Joinery | m2 | Acoustic Board-fabric backed lining | Acoustic Board-fabric backed lining | Adhesive -Contact Adhesive |  |  | 1 | 0.5 |  |  |  | 350 | #N/A | #N/A | #N/A | 10 | 10 | 5 | 0 | 0
Section 1 | CRJ-Carpentry and Joinery | m | Bolection Mould- decorative Timber detail | Mould- Bolection Mould- decorative Timber detail | Glue-Aliphatic -Wood | Pins-Panel Pins -30mm |  | 1 | 0.05 | 0.1 |  |  | 25 | 185 | 185 | 890 | 10 | 10 | 0.5 | 1 | 0
[13 empty] | #N/A | #N/A | #N/A | #N/A | 10 | 0 | 0 | 0 | 0
Section 1 | CPA-Ceilings, Partitions & Access Flooring | m2 | Ceiling-Plasterboard | Gypsum Board- 6.4mm Rhinoboard | Drywall Screws- 35mm sharp point | Joint Tape- 80mm Fibre tape |  | 0.3 |  |  |  |  | 279 | 185 | 185 | 65 | 10 | 3 | 0 | 0 | 0
Section 1 | CPA-Ceilings, Partitions & Access Flooring | m2 | Ceiling-Suspended acoustic | Tile-Acoustic | Main Tee- 3600mm | Cross Tee- 1200mm |  | 2,80 | 0.28 | 1.4 |  |  | 115 | 224.25 | 224.25 | 385 | 10 | 28 | 2.8 | 14 | 0
Section 1 | CPA-Ceilings, Partitions & Access Flooring | m2 | Ceiling-Fire-Rated | [9 empty] | #N/A | #N/A | #N/A | #N/A | 10 | 0 | 0 | 0 | 0
Section 1 | CPA-Ceilings, Partitions & Access Flooring | m2 | Ceiling-PVC T&G | PVC- 9mm Tongue&groove | Brandering- SA Pine-38mm*38mm | cornice/Polystryene adhesive |  | 1 | 1 |  |  |  | 165 | 185 | 185 | 385 | 10 | 10 | 10 | 0 | 0
Section 1 | CPA-Ceilings, Partitions & Access Flooring | m2 | Ceiling-Moisture resistant | [9 empty] | #N/A | #N/A | #N/A | #N/A | 10 | 0 | 0 | 0 | 0
Section 1 | CPA-Ceilings, Partitions & Access Flooring | m | Cornice-75mm Polyurethane | Cornice-75mm Polyurethane | cornice/Polystryene adhesive |  |  | 1 | 0.15 |  |  |  | 35 | 385 | 385 | #N/A | 10 | 10 | 1.5 | 0 | 0
Section 1 | CPA-Ceilings, Partitions & Access Flooring | m | Cornice-75mm Cove Gympsum | Conice-Cove-75mm Gympsum | cornice/Polystryene adhesive |  |  | 1 | 0.15 |  |  |  | 28 | 385 | 385 | #N/A | 10 | 10 | 1.5 | 0 | 0
Section 1 | CPA-Ceilings, Partitions & Access Flooring | m2 | Insulation- 135mm Glasswool | Insulation- 135mm glasswool |  |  |  | 1 |  |  |  |  | 145 | #N/A | #N/A | #N/A | 10 | 10 | 0 | 0 | 0
Section 1 | CPA-Ceilings, Partitions & Access Flooring | m2 | Insulation-High density rockwool | Insulation-Cavity Insulation- high density rockwool |  |  |  | 1 |  |  |  |  | 165 | #N/A | #N/A | #N/A | 10 | 10 | 0 | 0 | 0
Section 1 | CPA-Ceilings, Partitions & Access Flooring | m2 | flooring-Acess flooring system | Panel-Floor- high density wood | Pedestal- 150-200mm adjustable | Stringer- 600mm galvanized support |  | 2.8 | 3.2 | 5.6 |  |  | 380 | 890 | 890 | 150 | 10 | 28 | 32 | 56 | 0
Section 1 | CPA-Ceilings, Partitions & Access Flooring | m2 | Vinyl tile flooring | Tile-Vinyl- 1200*600mm | Glue-Pedestal Glue- high strength epoxy |  |  | 1.39 | 0.45 |  |  |  | 65 | 185 | 185 | #N/A | 10 | 13.9 | 4.5 | 0 | 0
| CPA-Ceilings, Partitions & Access Flooring | m2 | Drywall Partition (Track/Stud) | Gypsum Board- 6.4mm Rhinoboard | Stud-Drywall-Galvanized- 63.5mm | Track-Drywall -Galvanized- 64mm Galvanized |  | 0.6 | 1.5 | 0.8 |  |  | 279 | 150 | 150 | 150 | 10 | 6 | 15 | 8 | 0
[13 empty] | #N/A | #N/A | #N/A | #N/A | 10 | 0 | 0 | 0 | 0
Section 1 | FLR-Floor Coverings, Wall Linings, Etc | m2 | Flooring-Vinyl sheet | Vinyl sheet flooring -2mm commercial grade | standard underlay -2mm | contact adhesive | Polish-Vinyl- High gloss acrylic-5L | 1 | 1 | 0.2 | 0.05 |  | 359 | 150 | 150 | 385 | 10 | 10 | 10 | 2 | 0.5
Section 1 | FLR-Floor Coverings, Wall Linings, Etc | m2 | Flooring-Herringbone-2.5mm | Herringbone-2.5mm | standard underlay -2mm | contact adhesive |  | 1 | 1 | 0.2 |  |  | 529 | 150 | 150 | 385 | 10 | 10 | 10 | 2 | 0
Section 1 | FLR-Floor Coverings, Wall Linings, Etc | m | Flooring- Rubber - 3mm low dot stud | Rubber Flooring- 3mm low dot stud |  | contact adhesive |  | 1 | 1 | 0.15 |  |  | 459 | #N/A | #N/A | 385 | 10 | 10 | 10 | 1.5 | 0
Section 1 | FLR-Floor Coverings, Wall Linings, Etc | m2 | Flooring-Cork - Natural 4mm | Cork Flooring- Natural 4mm |  | contact adhesive | Sealer-Wood - Water-borne | 1 | 1 | 0.25 | 0.1 |  | 660 | #N/A | #N/A | 385 | 10 | 10 | 10 | 2.5 | 1
Section 1 | FLR-Floor Coverings, Wall Linings, Etc | m2 | Flooring-Linoleum- 2.5mm Natural | Linoleum- 2.5mm Natural | standard underlay -2mm | contact adhesive |  | 1 | 1 | 0.2 |  |  | 500 | 150 | 150 | 385 | 10 | 10 | 10 | 2 | 0
Section 1 | FLR-Floor Coverings, Wall Linings, Etc | m2 | Flooring-Carpet-Broadloom - cut standard | Broadloom Carpet- cut standard | Rubber Underlay- 8mm standard foam | contact adhesive |  | 1 | 1 | 0.15 |  |  | 400 | 890 | 890 | 385 | 10 | 10 | 10 | 1.5 | 0
Section 1 | FLR-Floor Coverings, Wall Linings, Etc | m2 | Flooring-Carpet Tiles- 500*500mm commercial grade | Carpet Tiles- 500*500mm commercial grade |  | contact adhesive |  | 1 |  | 0.1 |  |  | 450 | #N/A | #N/A | 385 | 10 | 10 | 0 | 1 | 0
Section 1 | FLR-Floor Coverings, Wall Linings, Etc | m2 | Flooring-Oak Parquet-640*320*8mm | Oak Parquet-640*320*8mm |  | contact adhesive | Sealer-Wood - Water-borne | 1 |  | 0.3 | 0.15 |  | 1319 | #N/A | #N/A | 385 | 10 | 10 | 0 | 3 | 1.5
Section 1 | FLR-Floor Coverings, Wall Linings, Etc | m2 | Flooring-Oak-Engineered - 2200*220mm Rustic | Oak-Engineered Oak- 2200*220mm Rustic | Premium Underlay- 10mm High density |  | Sealer-Wood - Water-borne | 1 | 1 |  | 0.1 |  | 1659 | 890 | 890 | #N/A | 10 | 10 | 10 | 0 | 1
Section 1 | FLR-Floor Coverings, Wall Linings, Etc | m2 | Flooring-Laminate - 8mm AC4 | Laminate Flooring- 8mm AC4 | standard underlay -2mm |  |  | 1 | 1 |  |  |  | 450 | 150 | 150 | #N/A | 10 | 10 | 10 | 0 | 0
Section 1 | FLR-Floor Coverings, Wall Linings, Etc | m2 | Flooring-Bamboo | Bamboo Flooring | Premium Underlay- 10mm High density |  | Sealer-Wood - Water-borne | 1 | 1 |  | 1 |  | 700 | 890 | 890 | #N/A | 10 | 10 | 10 | 0 | 10
Section 1 | FLR-Floor Coverings, Wall Linings, Etc | m | Skirting- PVC- 100mm flexible | PVC Skirting- 100mm flexible |  | contact adhesive |  | 1 | 1 | 0,05 |  |  | 87 | #N/A | #N/A | 385 | 10 | 10 | 10 | 0.5 | 0
Section 1 | FLR-Floor Coverings, Wall Linings, Etc | Length | Skirting-Polymer - 100mm Shadowline | Skirting-Polymer- 100mm Shadowline |  | Fixing screws |  | 1 |  | 0.06 |  |  | 429 | #N/A | #N/A | 185 | 10 | 10 | 0 | 0.6 | 0
Section 1 | FLR-Floor Coverings, Wall Linings, Etc | m | Handrail-Plastic-PVC | Handrail-Plastic-PVC |  | contact adhesive |  | 1 |  | 0.1 | 1 |  | 1000 | #N/A | #N/A | 385 | 10 | 10 | 0 | 1 | 10
Section 1 | FLR-Floor Coverings, Wall Linings, Etc | Each | Edge Strips- Aluminium Transition | Edge Strips- Aluminium Transition |  | Fixing screws |  | 1 | 1 | 0.04 | 1 |  | 65 | #N/A | #N/A | 185 | 10 | 10 | 10 | 0.4 | 10
Section 1 | IRM-Ironmongery | pair | Hinges-Butt Hinges- 100mm S/S | Hinges-Butt Hinges- 100*75*3mm stainless steel | Screws-Wood -Assorted sizes |  |  | 1 | 0.08 |  |  |  | 145 | 150 | 150 | #N/A | 10 | 10 | 0.8 | 0 | 0
Section 1 | IRM-Ironmongery | each | Floor Spring | Floor Spring | Grout/Epoxy |  |  | 1 | 0.5 |  |  |  | 2850 | 185 | 185 | #N/A | 10 | 10 | 5 | 0 | 0
Section 1 | IRM-Ironmongery | set | Handle-Lever Handle - return to door | Handle-Lever Handle - return to door | Screws-Wood -4mm*30mm |  |  | 1 | 0.04 |  |  |  | 450 | 150 | 150 | #N/A | 10 | 10 | 0.4 | 0 | 0
Section 1 | IRM-Ironmongery | each | Handle-Pull Handle- 300mm D handle | Handle-Pull Handle- 300mm D handle | Bolt-Fixing Bolt - M10/M12 |  |  | 1 | 2 |  |  |  | 650 | #N/A | #N/A | #N/A | 10 | 10 | 20 | 0 | 0
Section 1 | IRM-Ironmongery | each | Hook-Hat & Coat - single prong | Hook-Hat & Coat - single prong | Screws-Wood -Assorted sizes |  |  | 1 | 0.02 |  |  |  | 45 | 150 | 150 | #N/A | 10 | 10 | 0.2 | 0 | 0
Section 1 | IRM-Ironmongery | each | Lock-Cylinder - 3-Lever | Lock-Cylinder - 3-Lever | Screws-Wood -Assorted sizes |  |  | 1 | 0.04 |  |  |  | 350 | 150 | 150 | #N/A | 10 | 10 | 0.4 | 0 | 0
Section 1 | IRM-Ironmongery | each | Lock-Euro Profile- 5 pin cylinder | Lock-Euro Profile- 5 pin cylinder | Screws-Wood -Assorted sizes |  |  | 1 | 1 | 0.04 |  |  | 550 | 150 | 150 | #N/A | 10 | 10 | 10 | 0.4 | 0
Section 1 | IRM-Ironmongery | each | Lock-En Suite Locks | Lock-En Suite Locks | Screws-Wood -4mm*30mm |  |  | 1 | 0.06 |  |  |  | 4500 | 150 | 150 | #N/A | 10 | 10 | 0.6 | 0 | 0
Section 1 | IRM-Ironmongery | each | Cording Set- emergency pull | Lock-Euro Profile- 5 pin cylinder | Wall Plugs | Screws-Wood -4mm*30mm |  | 1 | 0.02 | 0.02 |  |  | 550 | 150 | 150 | 150 | 10 | 10 | 0.2 | 0.2 | 0
Section 1 | IRM-Ironmongery | set | Sliding Gear- 900mm track | Sliding Gear- 900mm track | Screws-Wood -4mm*30mm |  |  | 1 | 0.12 |  |  |  | 1150 | 150 | 150 | #N/A | 10 | 10 | 1.2 | 0 | 0
Section 1 | IRM-Ironmongery | set | Heavy Duty Gear | Heavy Duty Gear | Fixing- Frame fixings-10*100mm Nylon |  |  | 1 | 0.12 |  |  |  | 3200 | 185 | 185 | #N/A | 10 | 10 | 1.2 | 0 | 0
Section 1 | IRM-Ironmongery | each | Rail-Towel Rail- 600mm S/S | Rail-Towel Rail- 600mm S/S | Wall Plugs |  |  | 1 | 0.04 | 0.04 |  |  | 485 | 150 | 150 | #N/A | 10 | 10 | 0.4 | 0.4 | 0
Section 1 | IRM-Ironmongery | each | Rail-Grab Rail- 300mm paraplegic | Rail-Grab Rail- 300mm paraplegic | Coach screws | Wall Plugs |  | 1 | 6 | 0.06 |  |  | 850 | 385 | 385 | 150 | 10 | 10 | 60 | 0.6 | 0
Section 1 | IRM-Ironmongery | each | Locker-Metal- single tier | Locker-Metal- single tier |  |  |  | 1 |  |  |  |  | 1850 | #N/A | #N/A | #N/A | 10 | 10 | 0 | 0 | 0
Section 1 | IRM-Ironmongery | each | Locker-Timber- Melamine | Locker-Timber- Melamine |  |  |  | 1 |  |  |  |  | 2400 | #N/A | #N/A | #N/A | 10 | 10 | 0 | 0 | 0
Section 1 | IRM-Ironmongery | each | Writing Board- 1200*900mm | Writing Board- 1200*900mm |  |  |  | 1 | 0.04 | 4 |  |  | 950 | #N/A | #N/A | #N/A | 10 | 10 | 0.4 | 40 | 0
Section 1 | IRM-Ironmongery | each | Seat-Folding Seat | Seat-Folding Seat | Coach screws | Wall Plugs |  | 1 | 4 | 0.04 |  |  | 1500 | 385 | 385 | 150 | 10 | 10 | 40 | 0.4 | 0
Section 1 | IRM-Ironmongery | each | Cupboard-Metal | Cupboard-Metal | Wall Plugs | Bolt-Fixing Bolt - M10/M12 |  | 1 | 0.04 | 4 |  |  | 3500 | 150 | 150 | #N/A | 10 | 10 | 0.4 | 40 | 0
[13 empty] | #N/A | #N/A | #N/A | #N/A | 10 | 0 | 0 | 0 | 0
Section 1 | STW-Structural Steelwork | t | Beams- Universal Beams/Columnss- S355J | Beams- Universal Beams/Columnss- S355J | Bolt-Heavy Duty-Hex - M20*90mm Galvanized | Rods-welding rods | Primer-Red Oxide | 1 | 12 | 0.5 | 2 |  | 22000 | #N/A | #N/A | 890 | 10 | 10 | 120 | 5 | 20
Section 1 | STW-Structural Steelwork | kg / m | Angle Iron- 40x40x3mm | Angle Iron- 40x40x3mm | Bolt-Anchor-Rawl Bolts- M12 Expanding Anchor | Rods-welding rods | Primer-Red Oxide | 0.17 | 0.5 | 0.05 | 0.1 |  | 195 | #N/A | #N/A | 890 | 10 | 1.7 | 5 | 0.5 | 1
Section 1 | STW-Structural Steelwork | m | Lipped Channel- 100x50x20x2mm | Lipped Channel- 100x50x20x2mm | Bolt-Heavy Duty-Hex - M20*90mm Galvanized |  | Powder Coating | 0.17 | 0.33 |  | 1 |  | 409 | #N/A | #N/A | #N/A | 10 | 1.7 | 3.3 | 0 | 10
Section 1 | STW-Structural Steelwork | Each / kg | Base Plates- 10mm mild steel | Base Plates- 10mm mild steel | Anchor- Chemical Anchor- Epoxy Injection system | Rods-welding rods | Primer-Red Oxide | 0.05 | 4 | 0.1 | 0.1 |  | 5333 | #N/A | #N/A | 890 | 10 | 0.5 | 40 | 1 | 1
Section 1 | STW-Structural Steelwork | Each | Trusses-Roof | Trusses-Roof | Bolt-Heavy Duty-Hex - M20*90mm Galvanized | Rods-welding rods | Primer-Red Oxide | 12.5 | 8 | 1.5 | 2 |  | 450 | #N/A | #N/A | 890 | 10 | 125 | 80 | 15 | 20
Section 1 | STW-Structural Steelwork | m | Railing-Plain Metal | Railing-Plain Metal | Bolt-Anchor-Rawl Bolts- M12 Expanding Anchor | Rods-welding rods | Primer-Red Oxide | 1 | 2 | 0.15 | 0.5 |  | 1050 | #N/A | #N/A | 890 | 10 | 10 | 20 | 1.5 | 5
Section 1 | STW-Structural Steelwork | m | Balustrade-Structural Steel - Grade 304 | Balustrade-Structural Steel - Grade 304 | Anchor- Chemical Anchor- Epoxy Injection system |  |  | 1 | 2 |  |  |  | 3000 | #N/A | #N/A | #N/A | 10 | 10 | 20 | 0 | 0
Section 1 | STW-Structural Steelwork | m | Balustrade-Glass | Balustrade-Glass | Anchor- Chemical Anchor- Epoxy Injection system |  |  | 1 | 3 |  |  |  | 4800 | #N/A | #N/A | #N/A | 10 | 10 | 30 | 0 | 0
Section 1 | STW-Structural Steelwork | Each | Staircase-Steel | Staircase-Steel | Bolt-Heavy Duty-Hex - M20*90mm Galvanized | Rods-welding rods | Primer-Red Oxide | 1 | 24 | 4 | 5 |  | 15000 | #N/A | #N/A | 890 | 10 | 10 | 240 | 40 | 50
Section 1 | STW-Structural Steelwork | m | Ladder- Cat Ladder- Industrial Galvanized | Ladder- Cat Ladder- Industrial Galvanized | Bolt-Anchor-Rawl Bolts- M12 Expanding Anchor |  | Hot Dip Galvanized- SABS ISO 1461 | 1 | 4 |  | 1 |  | 1200 | #N/A | #N/A | #N/A | 10 | 10 | 40 | 0 | 10
[13 empty] | #N/A | #N/A | #N/A | #N/A | 10 | 0 | 0 | 0 | 0
Section 1 | MTW-Metalwork | Each | Frame-Steel Door Frame- 762x2032x115mm | Frame-Steel Door Frame- 762x2032x115mm | Mortar Infill (Mix) | Hinges (Pr) - Steel |  | 1 | 0.05 | 1 |  |  | 685 | 1250 | 1250 | 185 | 10 | 10 | 0.5 | 10 | 0
Section 1 | MTW-Metalwork | Each | Frame-Steel Door Frame- 813x2032x115mm | Frame-Steel Door Frame- 813x2032x115mm | Mortar Infill (Mix) | Hinges (Pr) - Steel |  | 1 | 0.05 | 1 |  |  | 589 | 1250 | 1250 | 185 | 10 | 10 | 0.5 | 10 | 0
Section 1 | MTW-Metalwork | Each | Frame-Heavy Duty - 230mm | Frame-Heavy Duty - 230mm | Mortar Infill (Mix) | Hinges (Pr) - Steel |  | 1 | 0.1 | 1 |  |  | 1080 | 1250 | 1250 | 185 | 10 | 10 | 1 | 10 | 0
Section 1 | MTW-Metalwork | Each | Frame-Transformer Frame- Heavy Duty Angle | Frame-Transformer Frame- Heavy Duty Angle | Mortar Infill (Mix) | HD Hinges (Heavy Duty) |  | 1 | 0.15 | 1 |  |  | 7110 | 1250 | 1250 | 185 | 10 | 10 | 1.5 | 10 | 0
Section 1 | MTW-Metalwork | Each | Door-Sub-station - Single | Door-Sub-station - Single | HD Lockset (Industrial) | Red Oxide Primer |  | 1 | 1 | 0.5 |  |  | 7988 | 185 | 185 | 890 | 10 | 10 | 10 | 5 | 0
|  |  | Door-Sub-station - Double | Door-Sub-station - Double | HD Lockset (Industrial) | Red Oxide Primer |  | 1 | 1 | 1 |  |  | 8450 | 185 | 185 | 890 | 10 | 10 | 10 | 10 | 0
Section 1 | MTW-Metalwork | Each | Window-Sliding Window- 1200x1200mm | Window-Sliding Window- 1200x1200mm |  | Screws-Fixing screws | silicone-anti fungal clear | 1 |  | 8 | 0.25 |  | 3799 | #N/A | #N/A | 150 | 10 | 10 | 0 | 80 | 2.5
Section 1 | MTW-Metalwork | Each | Window-Casement- 600x600mm | Window-Casement- 600x600mm |  | Screws-Fixing screws | silicone-anti fungal clear | 1 |  | 4 | 0.15 |  | 569 | #N/A | #N/A | 150 | 10 | 10 | 0 | 40 | 1.5
Section 1 | MTW-Metalwork | Each | Louvre-Aluminum- 500x1000mm | Louvre-Aluminum- 500x1000mm | Screws-Fixing screws | silicone-anti fungal clear |  | 1 | 12.5 | 4 |  |  | 2000 | 150 | 150 | 150 | 10 | 10 | 125 | 40 | 0
| MTW-Metalwork |  | Shopfront System | Shopfront System- 10-15m2 | Glass-Laminated - 6.38mm Clear | silicone-anti fungal clear |  | 1 | 12 | 4 |  |  | 30000 | 185 | 185 | 150 | 10 | 10 | 120 | 40 | 0
Section 1 | PLA-Plastering | m2 | Plaster- Internal cement 15mm | Cement- 32.5N | Sand-Plaster sand | Bonding agent |  | 0.12 | 0.02 | 0.05 |  |  | 91 | 449 | 449 | 185 | 10 | 1.2 | 0.2 | 0.5 | 0
Section 1 | PLA-Plastering | m2 | Plaster-External cement 15mm | Cement-42.5N | Sand-Plaster sand | Plater- Fibre Plaster- Polyethylene |  | 0.14 | 0.02 | 0.01 |  |  | 113 | 449 | 449 | 890 | 10 | 1.4 | 0.2 | 0.1 | 0
Section 1 | PLA-Plastering | m2 | Plaster- Ready-Mix | Plaster-Ready-Mix | Bonding agent |  |  | 0.6 | 0.05 |  |  |  | 38 | 185 | 185 | #N/A | 10 | 6 | 0.5 | 0 | 0
Section 1 | PLA-Plastering | m2 | Plaster-Rhinolite skimming | Rhinolite | Rhinoglide | Tape-Scrim Tape- 45m x 48mm |  | 0.08 | 0.02 | 0.4 |  |  | 399 | 890 | 890 | 150 | 10 | 0.8 | 0.2 | 4 | 0
Section 1 | PLA-Plastering | m2 | Plaster-Tacktile -Gypsum Plaster | Plaster-Tacktile -Gypsum Plaster | Bonding agent | Tape-Scrim Tape- 45m x 48mm |  | 0.1 | 0.05 | 0.04 |  |  | 330 | 185 | 185 | 150 | 10 | 1 | 0.5 | 0.4 | 0
Section 1 | PLA-Plastering | m2 | Cretestone- High-gloss | Cretestone- High-gloss | Rhinoglide |  |  | 0.12 | 0.02 |  |  |  | 389.99 | 890 | 890 | #N/A | 10 | 1.2 | 0.2 | 0 | 0
Section 1 | PLA-Plastering | m2 | Plaster-CemPlaster | Plaster-CemPlaster | Bonding agent |  |  | 0.25 | 0.05 |  |  |  | 550 | 185 | 185 | #N/A | 10 | 2.5 | 0.5 | 0 | 0
Section 1 | PLA-Plastering | m2 | Render-Textured | Render-Textured | Bonding agent |  |  | 1 | 0.15 |  |  |  | 150 | 185 | 185 | #N/A | 10 | 10 | 1.5 | 0 | 0
Section 1 | PLA-Plastering | m2 | Render-Insulated | Render-Insulated | Bonding agent |  |  | 1 |  | 0.05 |  |  | #N/A | 185 | 185 | #N/A | 10 | 10 | 0 | 0.5 | 0
Section 1 | PLA-Plastering | m | Coner bead- 3m Galvanized edge protector | Coner bead- 3m Galvanized edge protector |  |  |  | 1 |  |  |  |  | #N/A | #N/A | #N/A | #N/A | 10 | 10 | 0 | 0 | 0
[13 empty] | #N/A | #N/A | #N/A | #N/A | 10 | 0 | 0 | 0 | 0
Section 1 | TIL-Tiling | m2 | Tile-Wall-Ceramic- 200 x 300mm White | Tile-Wall-Ceramic- 200 x 300mm Standard White | Adhesive-Ceramic - 24-hour-Standard Set | Grout-wall- Standard White | Spacers-Tile- 3mm Cross Spacers | 11.11 | 6 | 0.5 | 0.45 |  | #N/A | #N/A | #N/A | 185 | 10 | 111.1 | 60 | 5 | 4.5
Section 1 | TIL-Tiling | m2 | Tile-Floor-Ceramic- 400 x 400mm Anti-slip | Tile-Floor-Ceramic- 400 x 400mm Anti-slip | Adhesive-Ceramic - 24-hour-Standard Set | Grout-flloor- Light Grey | Spacers-Tile- 3mm Cross Spacers | 2.78 | 6 | 0.4 | 0.12 |  | #N/A | #N/A | #N/A | 185 | 10 | 27.8 | 60 | 4 | 1.2
Section 1 | TIL-Tiling | m2 | Tile-Polished- Porcelain - 600 x 600mm | Tile-Polished- Porcelain - 600 x 600mm | Adhesive-Porcelain- 12-hour -Quick Set | Grout-flloor- Light Grey | Spacers-Tile- 3mm Cross Spacers | 2.78 | 6 | 0.4 | 0.12 |  | #N/A | #N/A | #N/A | 185 | 10 | 27.8 | 60 | 4 | 1.2
Section 1 | TIL-Tiling | m2 | Tile-Rectified-Porcelain- 800 x 1600mm | Tile-Rectified-Porcelain- 800 x 1600mm | Adhesive-Porcelain- 12-hour -Quick Set | Grout-flloor- Light Grey | Spacers-Tile- 3mm Cross Spacers | 2.78 | 6 | 0.4 | 0.12 |  | #N/A | #N/A | #N/A | 185 | 10 | 27.8 | 60 | 4 | 1.2
Section 1 | TIL-Tiling | m2 | Tile-Mosaic-Glass- 300 x 300mm | Tile-Mosaic-Glass- 300 x 300mm | Adhesive-Mosaic fix- Super White | Grout- epoxy-Acid-resistant |  | 11.11 | 1.2 | 0.25 | 0.1 |  | #N/A | #N/A | #N/A | 185 | 10 | 111.1 | 12 | 2.5 | 1
Section 1 | TIL-Tiling | m2 | Tile-Mosaic-Natural stone Carrara- 300 x 300mm | Tile-Mosaic-Natural stone Carrara- 300 x 300mm | Adhesive-Mosaic fix- Super White | Grout- epoxy-Acid-resistant | Sealer-Floor- acrylic/polyrethane | 11.11 | 1.2 | 0.25 | 0.1 |  | #N/A | #N/A | #N/A | 185 | 10 | 111.1 | 12 | 2.5 | 1
Section 1 | TIL-Tiling | m | Edge trim-PVC-White Round Edge 9mm | Edge trim-PVC- 9mm White Round Edge | Adhesive-Ceramic - 24-hour-Standard Set |  |  | 1 | 0.2 |  |  |  | #N/A | #N/A | #N/A | #N/A | 10 | 10 | 2 | 0 | 0
Section 1 | TIL-Tiling | m | EdgeTrim-Aluminium-Silver Straight Edge 10mm | EdgeTrim-Aluminium- 10mm SilveStraight Edge | Adhesive-Ceramic - 24-hour-Standard Set |  |  | 1 | 0.2 |  |  |  | #N/A | #N/A | #N/A | #N/A | 10 | 10 | 2 | 0 | 0
Section 1 | TIL-Tiling | m | Skirting-Ceramic- 100mm | Skirting-Ceramic- 100mm | Adhesive-Ceramic - 24-hour-Standard Set | Grout-flloor- Light Grey |  | 1 | 0.8 | 0.1 |  |  | #N/A | #N/A | #N/A | 185 | 10 | 10 | 8 | 1 | 0
Section 1 | TIL-Tiling | m2 | Screed-Under-tile floor-25mm (1:3) | Screed-Under-tile floor | Cement-32.5N | Bonding Liquid- Latexflex Additive |  | 0.25 | 0.026 | 0.15 |  |  | #N/A | 385 | 385 | 185 | 10 | 2.5 | 0.26 | 1.5 | 0
| TIL-Tiling | m2 | Screed-Under-tile floor-38mm (1:3) | Screed-Under-tile floor | Cement-32.5N | Bonding Liquid- Latexflex Additive |  | 0.38 | 0.039 | 0.15 |  |  | #N/A | 385 | 385 | 185 | 10 | 3.8 | 0.39 | 1.5 | 0
| TIL-Tiling | m2 | Screed-Under-tile floor -50mm (1:4) | Screed-Under-tile floor | Cement-32.5N | Bonding Liquid- Latexflex Additive |  | 0.4 | 0.052 | 0.15 |  |  | #N/A | 385 | 385 | 185 | 10 | 4 | 0.52 | 1.5 | 0
| TIL-Tiling | m2 | Screed- Self levelling kit | Self-Leveling Kit | Primer-Floor | Bonding Liquid- Latexflex Additive |  | 1 | 5 | 0.2 |  |  | #N/A | 890 | 890 | 185 | 10 | 10 | 50 | 2 | 0
| TIL-Tiling | m2 | Screed- Granolithic | Cement-42.5N | Granite chips -19mm | Sand-River | Sealer-Floor- acrylic/polyrethane | 0.35 | 0.03 | 0.01 |  |  | 113 | 185 | 185 | 150 | 10 | 3.5 | 0.3 | 0.1 | 0
Section 1 | PLD-Plumbing & Drainage | m | Gutter-PVC Dshape 125mm | Gutter-PVC Dshape 125mm | Bracket-Gutter-PVC/Aluminium 125mm | Gutter Union- PVC | Silicone-Plumbing-Clear | 0.17 | 1.25 | 0.4 | 0.1 |  | #N/A | 185 | 185 | 185 | 10 | 1.7 | 12.5 | 4 | 1
Section 1 | PLD-Plumbing & Drainage | m | Gutter-Aluminium- Ogee Profile | Gutter-Aluminium- Ogee Profile | Bracket-Gutter-PVC/Aluminium 125mm | Pop Rivets -Alum/PVC | Seal-Inlet/Outlet Seal | 0.17 | 1.25 | 4 | 0.1 |  | #N/A | 185 | 185 | 890 | 10 | 1.7 | 12.5 | 40 | 1
Section 1 | PLD-Plumbing & Drainage | m | Pipe-Rainwater pipe- PVC- 80mm Round | Pipe-Rainwater pipe- PVC- 80mm Round | Pipe-Downpipe Clips | PVC Glue |  | 0.17 | 1 | 0.02 |  |  | #N/A | 890 | 890 | 890 | 10 | 1.7 | 10 | 0.2 | 0
Section 1 | PLD-Plumbing & Drainage | Each | Head-Rainwater Head- Steel | Head-Rainwater Head- Steel | Bolt-Wall Bolt -M8x75 | Rubber Lube |  | 1 | 4 | 0.1 |  |  | #N/A | 185 | 185 | 890 | 10 | 10 | 40 | 1 | 0
|  |  | Head-Rainwater Head-PVC | Head-Rainwater Head-PVC | Bolt-Wall Bolt -M8x76 | PVC Glue |  | 1 | 2 | 0.05 |  |  | #N/A | 185 | 185 | 890 | 10 | 10 | 20 | 0.5 | 0
Section 1 | PLD-Plumbing & Drainage | Each | Gutter shoe | Gutter shoe | Pop Rivets -Alum/PVC | Silicone-Plumbing-Clear |  | 1 | 3 | 0.05 |  |  | #N/A | 890 | 890 | 150 | 10 | 10 | 30 | 0.5 | 0
Section 1 | PLD-Plumbing & Drainage | m | Pipe-Copper-15mm Class 0 | Pipe-Copper-15mm Class 0 | Wire-Solder wire-Lead free | Flux Paste | Pipe-Downpipe Clips | 0.18 | 0.01 | 0.01 | 1.5 |  | #N/A | 150 | 150 | 185 | 10 | 1.8 | 0.1 | 0.1 | 15
Section 1 | PLD-Plumbing & Drainage | m | Pipe-PEX- 15mm Multilayer | Pipe-PEX- 15mm Multilayer | Insulation- Pipe Insulation- Polyethylene Foam | Pex Crimp ring | Pipe-Downpipe Clips | 1 | 1 | 2 | 1.2 |  | #N/A | 185 | 185 | 890 | 10 | 10 | 10 | 20 | 12
Section 1 | PLD-Plumbing & Drainage | m | Pipe-Waste Pipe- 110mm PVC | Pipe-Waste Pipe- 110mm PVC | Rubber Lube | Pipe Hangers (Clevis) |  | 0.17 | 0.05 | 0.8 |  |  | #N/A | 890 | 890 | 890 | 10 | 1.7 | 0.5 | 8 | 0
Section 1 | PLD-Plumbing & Drainage | m | Pipe-HDPE - 50mm | Pipe-HDPE - 50mm | Tee-Compression Tee- 15mm Brass Equal tee | Elbow-Compression Elbow- 15mm Brass CC | Pipe-Downpipe Clips | 1 | 0.1 | 0.2 | 1.2 |  | #N/A | 150 | 150 | 185 | 10 | 10 | 1 | 2 | 12
Section 1 | PLD-Plumbing & Drainage | Each | WC Suite- Close-Coupled Ceramic | WC Suite- Close-Coupled Ceramic | WC Connector | Wax Ring &Floor bolt set | Flexi Tails- 15mm*350mm | 1 | 1 | 1 | 1 |  | #N/A | 150 | 150 | 150 | 10 | 10 | 10 | 10 | 10
Section 1 | PLD-Plumbing & Drainage | Each | Wash basin- Pedestal/Wall-hung | Wash basin- Pedestal/Wall-hung | Bottle Trap (PVC) |  | Bolt-Wall Bolt -M8x75 | 1 | 1 |  | 1 |  | #N/A | 185 | 185 | #N/A | 10 | 10 | 10 | 0 | 10
Section 1 | PLD-Plumbing & Drainage | Each | Geyser-Electric - 150L Glass-lined | Geyser-Electric - 150L Glass-lined | Hydrant valve- Cast Iron/Brass | Vacuum Breaker-20mm | Drip Tray | 1 | 1 | 2 |  |  | #N/A | 185 | 185 | 150 | 10 | 10 | 10 | 20 | 0
Section 1 | PLD-Plumbing & Drainage | Each | Geyser-Solar - 200L | Geyser-Solar - 200L | Solar collector Panel -flat | Hydrant valve- Cast Iron/Brass | Pipe-PEX- 15mm Multilayer | 1 | 1 | 1 | 4 |  | #N/A | 150 | 150 | 185 | 10 | 10 | 10 | 10 | 40
Section 1 | PLD-Plumbing & Drainage | Each | Tap-Basin mixer- Single Lever Chrome | Tap-Basin mixer- Single Lever Chrome | Flexi Tails- 15mm*350mm | PTFE Tape |  | 1 | 2 | 0.1 |  |  | #N/A | 185 | 185 | 890 | 10 | 10 | 20 | 1 | 0
Section 1 | PLD-Plumbing & Drainage | Each | Shower rose-Chrome Plated | Shower rose-Chrome Plated | Shower Arm- 15mm-chrome | PTFE Tape |  | 1 | 1 | 0.1 |  |  | #N/A | 150 | 150 | 890 | 10 | 10 | 10 | 1 | 0
Section 1 | PLD-Plumbing & Drainage | Each | Gully PVC-110mm | Gully PVC-110mm | Gulley Grate-110mm PVC | PVC Glue |  | 1 | 1 | 0.05 |  |  | #N/A | 185 | 185 | 890 | 10 | 10 | 10 | 0.5 | 0
Section 1 | PLD-Plumbing & Drainage | Each | Grease Trap- Industrial | Grease Trap- Industrial | Seal-Inlet/Outlet Seal | Seal-Inlet/Outlet Seal |  | 1 | 1 | 1 |  |  | #N/A | 150 | 150 | 150 | 10 | 10 | 10 | 10 | 0
Section 1 | PLD-Plumbing & Drainage | m3 / Each | Soakage pits- 19mm stone | Soakage pits- 19mm stone | Bidum Fabric -A4 | Pipe-Slotted Pipe -110mm |  | 1 | 4.5 | 2 |  |  | #N/A | #N/A | #N/A | 890 | 10 | 10 | 45 | 20 | 0
Section 1 | PLD-Plumbing & Drainage | m3 | Encasement-Concrete- 15MPa | Cement 32.5 N | Sand- River | Stone-19mm |  | 5.2 | 0.65 | 0.65 |  |  | #N/A | 890 | 890 | 150 | 10 | 52 | 6.5 | 6.5 | 0
Section 1 | PLD-Plumbing & Drainage | Each | Fire hose reel- 30m | Fire Hose Reel Unit-30m | Bolt-Wall Bolt -M8x75 | Ball Valve (15mm)- chrome | Pipe Adaptor (Brass) | 1 | 4 | 1 | 1 |  | #N/A | 185 | 185 | #N/A | 10 | 10 | 40 | 10 | 10
Section 1 | PLD-Plumbing & Drainage | Each | Extinguisher- 9kg Dry Chemical | Extinguisher- 9kg Dry Chemical | Brackets-Pipe Brackets- Galvanized Holderbats | Bolt-Wall Bolt -M8x75 | Fire Signage | 1 | 1 | 2 | 1 |  | #N/A | 185 | 185 | 185 | 10 | 10 | 10 | 20 | 10
Section 1 | PLD-Plumbing & Drainage | Each | Hydrant valve- Cast Iron/Brass | Hydrant valve- Cast Iron/Brass | Flange Gasket- 8 hole | Bolt-Wall Bolt -M8x75 | PTFE Tape | 1 | 1 | 4 | 0.2 |  | #N/A | 185 | 185 | 185 | 10 | 10 | 10 | 40 | 2
Section 1 | ELW-Electrical Work | m | Conduit PVC- 20mm | conduit PVC- 20mm (4m Length) | Spacer bar Saddles-20mm |  |  | 0.25 | 1 |  |  |  | #N/A | 150 | 150 | #N/A | 10 | 2.5 | 10 | 0 | 0
Section 1 | ELW-Electrical Work | m | Conduit PVC- 25mm | conduit PVC- 25mm (4m Length) | Spacer bar Saddles-20mm |  |  | 0.25 | 1 |  |  |  | #N/A | 150 | 150 | #N/A | 10 | 2.5 | 10 | 0 | 0
Section 1 | ELW-Electrical Work | m | Wire-1.5mm -Lighting | Wire-1.5mm -Lighting |  |  |  | 0.01 |  |  |  |  | #N/A | #N/A | #N/A | #N/A | 10 | 0.1 | 0 | 0 | 0
Section 1 | ELW-Electrical Work | m | Wire-2.5mm-Plugs | Wire-2.5mm-Plugs |  |  |  | 0.01 |  |  |  |  | #N/A | #N/A | #N/A | #N/A | 10 | 0.1 | 0 | 0 | 0
Section 1 | ELW-Electrical Work | m | Cable-White surfix cable-2.5mm | Cable-White surfix cable-2.5mm | Cable Clips |  |  | 0.01 | 3 |  |  |  | #N/A | 185 | 185 | #N/A | 10 | 0.1 | 30 | 0 | 0
Section 1 | ELW-Electrical Work | m | Cable-White surfix cable-16mm | Cable-White surfix cable-16mm | Cable Clips |  |  | 1 | 2 |  |  |  | #N/A | 185 | 185 | #N/A | 10 | 10 | 20 | 0 | 0
Section 1 | ELW-Electrical Work | m | Cable-CAT6 Network Cable | Cable-CAT6 Network Cable |  |  |  | 1 |  |  |  |  | #N/A | #N/A | #N/A | #N/A | 10 | 10 | 0 | 0 | 0
Section 1 | ELW-Electrical Work | Each | Distribution Board 12-Way | Distribution Board 12-Way | Blank Plate- 4x4 White CovePlate |  |  | 1 | 2 |  |  |  | #N/A | #N/A | #N/A | #N/A | 10 | 10 | 20 | 0 | 0
Section 1 | ELW-Electrical Work | Each | Isolator-Double Pole- 60A | Isolator-Double Pole- 60A | Surface Mount PVC- 4*4 wall box |  |  | 1 | 1 |  |  |  | #N/A | 150 | 150 | #N/A | 10 | 10 | 10 | 0 | 0
Section 1 | ELW-Electrical Work | Each | Earth Leakage- 63A | Earth Leakage- 63A |  |  |  | 1 |  |  |  |  | #N/A | #N/A | #N/A | #N/A | 10 | 10 | 0 | 0 | 0
Section 1 | ELW-Electrical Work | Each | Circuit Breaker- 20A | Circuit Breaker- 20A |  |  |  | 1 |  |  |  |  | #N/A | #N/A | #N/A | #N/A | 10 | 10 | 0 | 0 | 0
Section 1 | ELW-Electrical Work | Each | Stove Isolator- 60A | Stove Isolator- 60A 4x4 Unit | Surface Mount PVC- 4*4 wall box |  |  | 1 | 1 |  |  |  | #N/A | 150 | 150 | #N/A | 10 | 10 | 10 | 0 | 0
Section 1 | ELW-Electrical Work | Each | Light Switch- 1-Lever | Light Switch- 1-Leve1-Way (Standard) | Surface MountPVC - 4*2 wall box |  |  | 1 | 1 |  |  |  | #N/A | 150 | 150 | #N/A | 10 | 10 | 10 | 0 | 0
Section 1 | ELW-Electrical Work | Each | Socket-Double Socket- 4x4 | Double Socket- 4x4 Switched (Standard) | Surface Mount PVC- 4*4 wall box |  |  | 1 | 1 |  |  |  | #N/A | 150 | 150 | #N/A | 10 | 10 | 10 | 0 | 0
Section 1 | ELW-Electrical Work | Each | Socket-Schuko Socket- Euro | Schuko Socket- Euro-style 4x4 (Alternative) | Surface Mount PVC- 4*4 wall box |  |  | 1 | 1 |  |  |  | #N/A | 150 | 150 | #N/A | 10 | 10 | 10 | 0 | 0
Section 1 | ELW-Electrical Work | Each | LED Fitting- 4ft Single | LED Fitting- 4ft (1200mm) Single Tube | LED Fitting- 4ft (1200mm) Single Tube | Screws-Fixixng Screws-60*30mm |  | 1 | 1 | 2 |  |  | #N/A | 65 | 65 | 150 | 10 | 10 | 10 | 20 | 0
Section 1 | ELW-Electrical Work | Each | LED Fitting- 4ft Double | LED Fitting- 4ft (1200mm) Double Tube (Alt) | LED Fitting- 4ft (1200mm) Double Tube (Alt) | Screws-Fixixng Screws-60*30mm |  | 1 | 2 | 2 |  |  | #N/A | 65 | 65 | 150 | 10 | 10 | 20 | 20 | 0
Section 1 | ELW-Electrical Work | Each | Blank Plate- 4x4 | Blank Plate- 4x4 White CovePlate | Screws-Fixixng Screws-60*30mm |  |  | 1 | 2 |  |  |  | #N/A | 150 | 150 | #N/A | 10 | 10 | 20 | 0 | 0
Section 1 | MEW-Mechanical Work | Each | Split System AC- 9,000 BTU | Split System AC- 9,000 BTU | Wall Brackets (Set) | Refrigerant Gas -R410A | Fixing Screws -Self tap | 1 | 1 | 0.08 | 4 |  | #N/A | 150 | 150 | 890 | 10 | 10 | 10 | 0.8 | 40
Section 1 | MEW-Mechanical Work | Each | Inverter AC- 9,000 BTU | Inverter AC- 9,000 BTU | Wall Brackets (Set) | Refrigerant Gas -R410A | Fixing Screws -Self tap | 1 | 1 | 0.08 | 4 |  | #N/A | 150 | 150 | 890 | 10 | 10 | 10 | 0.8 | 40
Section 1 | MEW-Mechanical Work | Each | Split System AC- 18k-24k BTU | Split System AC- 18k-24k BTU | Wall Brackets (Set) | Refrigerant Gas -R410A | Fixing Screws -Self tap | 1 | 1 | 0.12 | 4 |  | #N/A | 150 | 150 | 890 | 10 | 10 | 10 | 1.2 | 40
Section 1 | MEW-Mechanical Work | Each | Ducted System- Whole-house | Central Unit (Ducted) | Main Plenum Box | Vibration Pads | Control-Communication Cable | 1 | 1 | 4 | 15 |  | #N/A | 224.25 | 224.25 | 150 | 10 | 10 | 10 | 40 | 150
Section 1 | MEW-Mechanical Work | Each | Extraction Fan- Industrial | Extraction Fan- Industrial | Mounting Frame/Rail | Sealing-Flange Gasket | Fixing Screws -Self tap | 1 | 1 | 1 | 4 |  | #N/A | 890 | 890 | 150 | 10 | 10 | 10 | 10 | 40
Section 1 | MEW-Mechanical Work | m | Ducting-Galvanized- Rectangular | Galv Sheet Metal | Corner Cleats-Flange | Sealing-Flange Gasket | Sealant -Polyurethane | 1.1 | 4 | 4 | 0.2 |  | #N/A | 385 | 385 | 150 | 10 | 11 | 40 | 40 | 2
Section 1 | MEW-Mechanical Work | m | Ducting-Flexible - 200mm | Pre-insulated Duct -0.5m | Joining Sleeve -200mm | Duct Tape -Silver | Hanger Strap -Galvanized | 0.1 | 0.2 | 0.05 |  |  | #N/A | 185 | 185 | 185 | 10 | 1 | 2 | 0.5 | 0
Section 1 | MEW-Mechanical Work | Each | Diffuser-Ceiling- 4-Way | Diffuser-Ceiling- 4-Way | Main Plenum Box | Fixing Screws -Self tap |  | 1 | 1 | 4 |  |  | #N/A | 224.25 | 224.25 | 185 | 10 | 10 | 10 | 40 | 0
Section 1 | MEW-Mechanical Work | Each | Grille-Return Air Grille- Egg-crate | Grille-Return Air Grille- Egg-crate | Filter Media - Egg Crate | Fixing Screws -Self tap |  | 1 | 1 | 4 |  |  | #N/A | 185 | 185 | 185 | 10 | 10 | 10 | 40 | 0
Section 1 | MEW-Mechanical Work | m | Pipe-Refrigerant Pipe- PairCoil | Pipe-Refrigerant Pipe- PairCoil | Pipe Insulation -15-22mm | Saddles -Pipe Clips |  | 0.05 | 1 | 1 |  |  | #N/A | 890 | 890 | 890 | 10 | 0.5 | 10 | 10 | 0
Section 1 | MEW-Mechanical Work | Each | Pump-Condensate Pump | Pump-Condensate Pump | Discharge-Condensate Hose | Wall Brackets (Set) |  | 1 | 3 | 1 |  |  | #N/A | 385 | 385 | 150 | 10 | 10 | 30 | 10 | 0
Section 1 | MEW-Mechanical Work | Each | Pump-Circulation Pump | Pump-Circulation Pump | Sealing-Flange Gasket | Bolt & Nut Set -M10 |  | 1 | 2 | 8 |  |  | #N/A | 150 | 150 | #N/A | 10 | 10 | 20 | 80 | 0
Section 1 | MEW-Mechanical Work | Each | Lift-Passenger Lift- 8-Person | Lift- Passenger Lift- 8-Person Standard (4 Floors) | Guide Rails -Lift | Control Panel -BMS/Lift | Control-Communication Cable | 1 | 1 | 1 | 1 |  | #N/A | 185 | 185 | 385 | 10 | 10 | 10 | 10 | 10
Section 1 | MEW-Mechanical Work | Each | Sprinkler Head- Pendant | SprinkleHead- Pendant | Threaded Nipple -Brass | PTFE Tape |  | 1 | 1 | 0.1 |  |  | #N/A | 150 | 150 | 890 | 10 | 10 | 10 | 1 | 0
Section 1 | MEW-Mechanical Work | Each | BMS Controller | Control Panel -BMS/Lift | Control-Communication Cable | Mounting Frame/Rail |  | 1 | 10 | 1 |  |  | #N/A | 385 | 385 | 890 | 10 | 10 | 100 | 10 | 0
Section 1 | GLZ-Glazing | m2 | Glass- Reidential-3mm-clear Float | Glass- 3mm Clear Float Standard Residential | Putty-Glazing Putty- 5kg Multi-purpose | Glazing Bead- PVC Snap-in |  | 1 | 0.15 | 4 |  |  | #N/A | 890 | 890 | 185 | 10 | 10 | 1.5 | 40 | 0
| GLZ-Glazing | m2 | Glass- 4mm Clear Float Commercial | Glass- 4mm Clear Float Standard Commercial | Putty-Glazing Putty- 5kg Multi-purpose | Glazing Bead- PVC Snap-in |  | 1 | 0.2 | 4 |  |  | #N/A | 890 | 890 | 185 | 10 | 10 | 2 | 40 | 0
| GLZ-Glazing | m2 | Glass- 6mm Clear Float Thicker Pane | Glass- 6mm Clear Float Thicker Pane | Silicone-Glazing Silicone- Anti-fungal Clea | Gasket-Rubber Gasket- Neoprene seal-shopfront |  | 1 | 0.25 | 4 |  |  | #N/A | 150 | 150 | 185 | 10 | 10 | 2.5 | 40 | 0
Section 1 | GLZ-Glazing | m2 | Glass-Safety Glass -Laminated/Toughened | Glass-Safety Glass- 6mm Toughened High-strength Commercial | Silicone-Glazing Silicone- Anti-fungal Clea | Gasket-Rubber Gasket- Neoprene seal-shopfront |  | 1 | 0.25 | 4 |  |  | #N/A | 150 | 150 | 185 | 10 | 10 | 2.5 | 40 | 0
Section 1 | GLZ-Glazing | m2 | Glazing-Double Glazing (SIG) | Glazing-Double Glazing- SIG 6.38-12-6.38 Energy Efficient | Silicone-Glazing Silicone- Anti-fungal Clea | Gasket-Rubber Gasket- Neoprene seal-shopfront |  | 1 | 0.4 | 4 |  |  | #N/A | 150 | 150 | 185 | 10 | 10 | 4 | 40 | 0
Section 1 | GLZ-Glazing | m2 | Mirror-4mm Polished edges | Mirror-4mm Polished edges | Silicone- Mirror Adhesive | Clips-Mirror fixing -set of 4 |  | 1 | 0.5 | 4 |  |  | #N/A | 150 | 150 | 385 | 10 | 10 | 5 | 40 | 0
Section 1 | GLZ-Glazing | Each | Blade-Louvre Blade -610 x 152mm | Blade-Louvre Blade -610 x 152mm |  |  |  | 1 |  |  |  |  | #N/A | #N/A | #N/A | #N/A | 10 | 10 | 0 | 0 | 0
Section 1 | GLZ-Glazing | m2 | Glaze-Polycarbonate -EZ Glaze | Glaze-Polycarbonate -EZ Glaze | Silicone-Glazing Silicone- Anti-fungal Clea | Screws-Fixing-self drill |  | 1 | 0.1 | 6 |  |  | #N/A | 150 | 150 | 150 | 10 | 10 | 1 | 60 | 0
Section 1 | GLZ-Glazing | m2 | Glaze-Bullet Resistant -28mm+ | Glaze-Bullet Resistant -28mm+ | silicone-structural silicone | Gasket-HD-Heavy duty |  | 1 | 0.6 | 4 |  |  | #N/A | 150 | 150 | 185 | 10 | 10 | 6 | 40 | 0
[13 empty] | #N/A | #N/A | #N/A | #N/A | 10 | 0 | 0 | 0 | 0
Section 1 | PAW-Paintwork | m2 | PVA-Interior Matt- Standard Washable | PVA-Interior Matt- Standard Washable | Primer- Plaster Primer- Solvent-based | Polyfilla- Interior Crack Filler | Sandpaper- 40 Grit Roll | 0.01 | 0.02 | 0.05 | 0.1 |  | #N/A | 890 | 890 | 890 | 10 | 0.1 | 0.2 | 0.5 | 1
Section 1 | PAW-Paintwork | m2 | PVA-Contractors | PVA-Contractors | Primer- Plaster Primer- Solvent-based | Polyfilla- Interior Crack Filler | Sandpaper- 40 Grit Roll | 0.01 | 0.02 | 0.05 | 0.1 |  | #N/A | 890 | 890 | 890 | 10 | 0.1 | 0.2 | 0.5 | 1
Section 1 | PAW-Paintwork | m2 | Acrylic-Textured - Micatex | Acrylic-Textured - Micatex | Primer- Plaster Primer- Solvent-based | Polyfilla- Interior Crack Filler |  | 0.012 | 0.02 | 0.05 |  |  | #N/A | 890 | 890 | 890 | 10 | 0.12 | 0.2 | 0.5 | 0
Section 1 | PAW-Paintwork | m2 | Enamel-Silk/Satin- Premium Sheen | Enamel-Silk/Satin- Premium Sheen | Primer- Plaster Primer- Solvent-based | Polyfilla- Interior Crack Filler | Sandpaper- 40 Grit Roll | 0.01 | 0.02 | 0.05 | 0.15 |  | #N/A | 890 | 890 | 890 | 10 | 0.1 | 0.2 | 0.5 | 1.5
Section 1 | PAW-Paintwork | m2 | Paint-Roof Paint- Roofguard / TradePro | Paint-Roof Paint- Roofguard / TradePro | Primer- Etch Primer- Galvanized Steel |  |  | 0.015 | 0.02 |  |  |  | #N/A | 890 | 890 | #N/A | 10 | 0.15 | 0.2 | 0 | 0
Section 1 | PAW-Paintwork | m2 | Enamel-Gloss - Solvent-based Standard White/Black | Enamel-Gloss - Solvent-based Standard White/Black | Primer-Red Oxide - Anti-rust -Mild Steel | Sandpaper- 40 Grit Roll | Mineral Turpentine | 0.04 | 0.04 | 0.2 | 0.05 |  | #N/A | 890 | 890 | 890 | 10 | 0.4 | 0.4 | 2 | 0.5
Section 1 | PAW-Paintwork | m2 | Gloss-Water-based - Low Odour | Gloss-Water-based - Low Odour | Primer- Plaster Primer- Solvent-based | Sandpaper- 40 Grit Roll |  | 0.04 | 0.04 | 0.2 |  |  | #N/A | 890 | 890 | 890 | 10 | 0.4 | 0.4 | 2 | 0
Section 1 | PAW-Paintwork | m2 | Varnish-Clear- Polyuethrane -wood | Clear Varnish- Polyuethrane -wood | Primer-Wood Primer- Pink Wood Primer | Sandpaper- 40 Grit Roll | Mineral Turpentine | 0.04 | 0.04 | 0.3 | 0.05 |  | #N/A | 890 | 890 | 890 | 10 | 0.4 | 0.4 | 3 | 0.5
Section 1 | PAH-Paperhanging | m2 | Wallpaper-Standard | Wallpaper-Standard | Sealer-Wall Sealer | Paste-Flake Paste- 185g Mixable Flakes |  | 0.2 | 0.02 | 0.03 |  |  | #N/A | 150 | 150 | 890 | 10 | 2 | 0.2 | 0.3 | 0
Section 1 | PAH-Paperhanging | m2 | Wallpaper-PVC | Wallpaper-PVC | Primer-Plaster Primer | Ahesive- Clear Adhesive- 250g Ready-to-use |  | 0.2 | 0.02 | 0.04 |  |  | #N/A | 890 | 890 | #N/A | 10 | 2 | 0.2 | 0.4 | 0
Section 1 | PAH-Paperhanging | m2 | Wallpaper-Vinyl | Wallpaper-Vinyl | Primer-Plaster Primer | Ahesive- Clear Adhesive- 250g Ready-to-use | Adhesive- Border Adhesive- 250g Specialized Glue | 0.2 | 0.02 | 0.1 |  |  | #N/A | 890 | 890 | #N/A | 10 | 2 | 0.2 | 1 | 0
Section 1 | PAH-Paperhanging | m2 | Wallpaper-Fabric | Wallpaper-Fabric | Primer-Wall Sealer- Water-based | Paste-Pre-mix Paste- 10kg Industrial Tub |  | 0.2 | 0.02 | 0.1 |  |  | #N/A | 890 | 890 | 890 | 10 | 2 | 0.2 | 1 | 0
Section 1 | PAH-Paperhanging | m2 | Wallpaper-Custom Mural | Wallpaper-Custom Mural | Sealer-Wall Sealer | Paste-Pre-mix Paste- 10kg Industrial Tub |  | 1 | 0.02 | 0.15 |  |  | #N/A | 150 | 150 | 890 | 10 | 10 | 0.2 | 1.5 | 0
Section 1 | PAH-Paperhanging | m2 | WallpaperPeel and Stick | Wallpaper-Peel and Stick | Sealer-Wall Sealer |  |  | 0.2 | 0.02 |  |  |  | #N/A | 150 | 150 | #N/A | 10 | 2 | 0.2 | 0 | 0
[13 empty] | #N/A | #N/A | #N/A | #N/A | 10 | 0 | 0 | 0 | 0
Section 1 | EXT-External Work | m2 | Lawn-Kikuyu | Lawn-Kikuyu | Topsoil- Screened & Weed-free | Fertilizer- Limestone Ammonium Nitrate-28 |  | 1 | 0.05 | 0.02 |  |  | #N/A | 150 | 150 | 185 | 10 | 10 | 0.5 | 0.2 | 0
Section 1 | EXT-External Work | m2 | Lawn-Buffalo | Lawn-Buffalo - Shade-tolerant | Topsoil- Screened & Weed-free | Fertilizer- Limestone Ammonium Nitrate-29 |  | 1 | 0.05 | 0.02 |  |  | #N/A | 150 | 150 | 185 | 10 | 10 | 0.5 | 0.2 | 0
Section 1 | EXT-External Work | m2 | Lawn-Berea | Lawn-Berea - Soft-leaf Shade Grass | Topsoil- Screened & Weed-free | Fertilizer- Limestone Ammonium Nitrate-30 |  | 1 | 0.05 | 0.02 |  |  | #N/A | 150 | 150 | 185 | 10 | 10 | 0.5 | 0.2 | 0
Section 1 | EXT-External Work | m2 | Tar-Residential -25-30mm | Tar-Premix Tar (Cold) | G5 Gravel- Base Course Material-Roads | Weedkiller (Concentrate) |  | 0.06 | 0.1 | 0.1 |  |  | #N/A | 185 | 185 | 150 | 10 | 0.6 | 1 | 1 | 0
Section 1 | EXT-External Work | m2 | Tar-Commercial Tar -50mm | Tar-Premix Tar (Cold) | G5 Gravel- Base Course Material-Roads | Weedkiller (Concentrate) |  | 0.11 | 0.15 | 0.1 |  |  | #N/A | 185 | 185 | 150 | 10 | 1.1 | 1.5 | 1 | 0
Section 1 | EXT-External Work | m | Kerb-Mountable Kerb-Figure 8B | Kerb-Mountable Kerb-Figure 8B | Concrete-15MPa -Ready-mix |  |  | 1 | 0.04 |  |  |  | #N/A | 385 | 385 | #N/A | 10 | 10 | 0.4 | 0 | 0
Section 1 | EXT-External Work | m | Kerb-Barrier Kerb-Figure BK4 | Kerb-Barrier Kerb-Figure BK4 | Concrete-15MPa -Ready-mix |  |  | 1 | 0.05 |  |  |  | #N/A | 385 | 385 | #N/A | 10 | 10 | 0.5 | 0 | 0
Section 1 | EXT-External Work | m2 | Pavers-Bevel 50mm | Pavers-Bevel 50mm | Sand-Bedding Sand (River Sand) | Sand-Jointing | Cement (42.5N) | 0.05 | 0.03 | 0.01 | 0.05 |  | #N/A | 890 | 890 | 890 | 10 | 0.5 | 0.3 | 0.1 | 0.5
Section 1 | EXT-External Work | m | Mesh - Clearview-1.8m High | Mesh - Clearview-1.8m High | Post-Fence-Steel | Bolt and Nut Set -M10 | Concrete Mix- (Dry-bagged) | 0.33 | 0.4 | 4 | 0.03 |  | #N/A | 890 | 890 | #N/A | 10 | 3.3 | 4 | 40 | 0.3
Section 1 | EXT-External Work | m | Palisade-Steel | Palisade-Steel | Post-Fence-Steel | Concrete Mix- (Dry-bagged) |  | 0.33 | 0.4 | 0.03 |  |  | #N/A | 890 | 890 | 385 | 10 | 3.3 | 4 | 0.3 | 0
Section 1 | EXT-External Work | m | Palisade- PVC | Palisade- PVC | Post-PVC | Concrete Mix- (Dry-bagged) |  | 0.4 | 0.5 | 0.02 |  |  | #N/A | 890 | 890 | 385 | 10 | 4 | 5 | 0.2 | 0
Section 1 | EXT-External Work | m | Fencing-Electric-6 Wire | Wire-Electric Wire-Braided | Insulators (Bobbin) | Tensioners -S-Hook |  | 6 | 3 | 0.1 |  |  | #N/A | 185 | 185 | 150 | 10 | 60 | 30 | 1 | 0
Section 1 | EXT-External Work | m | Razor Wire- Concertina | Razor Wire- Concertina | Binding Wire |  |  | 1 | 2 |  |  |  | #N/A | #N/A | #N/A | #N/A | 10 | 10 | 20 | 0 | 0
Section 1 | EXT-External Work | Each | Washing Line -T Pole | Washing Line -T Pole | Wire-Steel Wire (Galvanized) | Concrete Mix- (Dry-bagged) |  | 1 | 30 | 0.1 |  |  | #N/A | 150 | 150 | 385 | 10 | 10 | 300 | 1 | 0
Section 1 | EXT-External Work | Each | Wasing line-Fold-away Line -2.1m | Frame-Fold-away | Nylon Cord | Screws-Fixing Screws- Heavy Duty |  | 1 | 20 | 4 |  |  | #N/A | 890 | 890 | 150 | 10 | 10 | 200 | 40 | 0
Section 1 | EXT-External Work | Each | Bollard-Steel Bollard 100mm | Bollard-Steel Bollard 100mm | Concrete Mix- (Dry-bagged) |  |  | 1 | 0.05 |  |  |  | #N/A | 385 | 385 | #N/A | 10 | 10 | 0.5 | 0 | 0
Section 1 | EXT-External Work | Each | Gully-Yard Gully -110mm | Gully-Yard Gully -110mm | Sand-Bedding Sand (River Sand) |  |  | 1 | 0.03 | 0.01 |  |  | #N/A | 890 | 890 | #N/A | 10 | 10 | 0.3 | 0.1 | 0

## Labour Specification
Productivity Factors
Element | Trade Name | Labour Specification | Unit | Crew Type | Daily Production | Team Mix | Site | Tools | Leadership | Daily Output | Daily Cost | Rate/Unit | BoQ Quantity | Total Cost
0:Project Setup | PRE | Site establishment & hoarding | Item | Crew 1 - 1:2:2 | 16 | 1 | 1 | 1 | 1 | 16 | 1600 | 100 | 10 | 1000
0:Project Setup | PRE | H&S File approval & appointments | Item | Crew 1 - 1:2:2 | 16 | 1 | 1 | 1 | 1 | 16 | 1600 | 100 | 10 | 1000
0:Project Setup | PRE | Plant & equipment mobilization | Item | Crew 1 - 1:2:2 | 16 | 1 | 1 | 1 | 1 | 16 | 1600 | 100 | 10 | 1000
1:Substructure | EAR | Site clearance & topsoil strip | m3 | Crew 1 - 1:2:2 | 16 | 1 | 1 | 1 | 1 | 16 | 1600 | 100 | 10 | 1000
1:Substructure | EAR | Bulk Excavations | m3 | Crew 1 - 1:2:2 | 16 | 1 | 1 | 1 | 1 | 16 | 1600 | 100 | 10 | 1000
1:Substructure | EAR | Trench Excavations | m3 | Crew 1 - 1:2:2 | 16 | 1 | 1 | 1 | 1 | 16 | 1600 | 100 | 10 | 1000
1:Substructure | EAR | Fill & Compaction | m3 | Crew 1 - 1:2:2 | 16 | 1 | 1 | 1 | 1 | 16 | 1600 | 100 | 10 | 1000
1:Substructure | EAR | Spoil removal (Cart-away) | m3 | Crew 1 - 1:2:2 | 16 | 1 | 1 | 1 | 1 | 16 | 1600 | 100 | 10 | 1000
1:Substructure | CFR | Blinding & mass concrete pours | m3 | Crew 1 - 1:2:2 | 16 | 1 | 1 | 1 | 1 | 16 | 1600 | 100 | 10 | 1000
1:Substructure | CFR | Reinforced footings & bases casting | m3 | Crew 1 - 1:2:2 | 16 | 1 | 1 | 1 | 1 | 16 | 1600 | 100 | 10 | 1000
1:Substructure | PLD | Below-ground drainage & waste reticulation | m | Crew 1 - 1:2:2 | 16 | 1 | 1 | 1 | 1 | 16 | 1600 | 100 | 10 | 1000
1:Substructure | WPR | Soil poisoning & DPM (Plastic) installation | m2 | Crew 1 - 1:2:2 | 16 | 1 | 1 | 1 | 1 | 16 | 1600 | 100 | 10 | 1000
2:Ground Floor Construction | CFR | Surface bed / ground slab pouring | m3 | Crew 1 - 1:2:2 | 16 | 1 | 1 | 1 | 1 | 16 | 1600 | 100 | 10 | 1000
2:Ground Floor Construction | MAN | Foundation brickwork | m2 | Crew 1 - 1:2:2 | 16 | 1 | 1 | 1 | 1 | 16 | 1600 | 100 | 10 | 1000
3:Structural Frame | CFR | Structural columns & beams casting | m3 | Crew 1 - 1:2:2 | 16 | 1 | 1 | 1 | 1 | 16 | 1600 | 100 | 10 | 1000
3:Structural Frame | STW | Structural steel frame erection | ton | Crew 1 - 1:2:2 | 16 | 1 | 1 | 1 | 1 | 16 | 1600 | 100 | 10 | 1000
4:External Envelope | MAN | Superstructure walling (Load-bearing) | m2 | Crew 1 - 1:2:2 | 16 | 1 | 1 | 1 | 1 | 16 | 1600 | 100 | 10 | 1000
4:External Envelope | GLZ | Window & storefront frame installation | m2 | Crew 1 - 1:2:2 | 16 | 1 | 1 | 1 | 1 | 16 | 1600 | 100 | 10 | 1000
4:External Envelope | GLZ | Glazing & weather-sealing | m2 | Crew 1 - 1:2:2 | 16 | 1 | 1 | 1 | 1 | 16 | 1600 | 100 | 10 | 1000
4:External Envelope | MTW | Custom made metal doors & frames | no | Crew 1 - 1:2:2 | 16 | 1 | 1 | 1 | 1 | 16 | 1600 | 100 | 10 | 1000
5:Roofs | STW | Purlin & girt installation | ton | Crew 1 - 1:2:2 | 16 | 1 | 1 | 1 | 1 | 16 | 1600 | 100 | 10 | 1000
5:Roofs | ROF | Roof structure/truss installation | m2 | Crew 1 - 1:2:2 | 16 | 1 | 1 | 1 | 1 | 16 | 1600 | 100 | 10 | 1000
5:Roofs | ROF | Roof coverings & insulation fitting | m2 | Crew 1 - 1:2:2 | 16 | 1 | 1 | 1 | 1 | 16 | 1600 | 100 | 10 | 1000
5:Roofs | ROF | Fascias, barge boards & rainwater goods | m2 | Crew 1 - 1:2:2 | 16 | 1 | 1 | 1 | 1 | 16 | 1600 | 100 | 10 | 1000
6:Internal Divisions | MAN | Internal partition walling | m2 | Crew 1 - 1:2:2 | 16 | 1 | 1 | 1 | 1 | 16 | 1600 | 100 | 10 | 1000
6:Internal Divisions | CPA | Internal drywall partitioning | m2 | Crew 1 - 1:2:2 | 16 | 1 | 1 | 1 | 1 | 16 | 1600 | 100 | 10 | 1000
6:Internal Divisions | CRJ | Internal door hanging & hardware | no | Crew 1 - 1:2:2 | 16 | 1 | 1 | 1 | 1 | 16 | 1600 | 100 | 10 | 1000
7:Internal Floor Finishes | FLR | Floor screeding (Prep for floor finishes) | m2 | Crew 1 - 1:2:2 | 16 | 1 | 1 | 1 | 1 | 16 | 1600 | 100 | 10 | 1000
7:Internal Floor Finishes | TIL/FLR | Wall & floor tiling | m2 | Crew 1 - 1:2:2 | 16 | 1 | 1 | 1 | 1 | 16 | 1600 | 100 | 10 | 1000
7:Internal Floor Finishes | FLR | Vinyl, carpet or wood floor installation | m2 | Crew 1 - 1:2:2 | 16 | 1 | 1 | 1 | 1 | 16 | 1600 | 100 | 10 | 1000
8:Internal Wall Finishes | PLA | Wall plastering (Internal/External) | m2 | Crew 1 - 1:2:2 | 16 | 1 | 1 | 1 | 1 | 16 | 1600 | 100 | 10 | 1000
8:Internal Wall Finishes | PAW | Surface priming & undercoating | m2 | Crew 1 - 1:2:2 | 16 | 1 | 1 | 1 | 1 | 16 | 1600 | 100 | 10 | 1000
8:Internal Wall Finishes | PAW | Paintwork: First Coating | m2 | Crew 1 - 1:2:2 | 16 | 1 | 1 | 1 | 1 | 16 | 1600 | 100 | 10 | 1000
8:Internal Wall Finishes | PAW | Paintwork: Second Coating | m2 | Crew 1 - 1:2:2 | 16 | 1 | 1 | 1 | 1 | 16 | 1600 | 100 | 10 | 1000
9:Ceilings & Bulkheads | CPA | Ceiling grid & boarding installation | m2 | Crew 1 - 1:2:2 | 16 | 1 | 1 | 1 | 1 | 16 | 1600 | 100 | 10 | 1000
10:Fittings,Furnishings & Equipment | CRJ | Skirtings & decorative timber work | m | Crew 1 - 1:2:2 | 16 | 1 | 1 | 1 | 1 | 16 | 1600 | 100 | 10 | 1000
10:Fittings,Furnishings & Equipment | CRJ | Built-in cupboards & joinery | m2/no | Crew 1 - 1:2:2 | 16 | 1 | 1 | 1 | 1 | 16 | 1600 | 100 | 10 | 1000
11:Services | ELW | Conduiting & wall boxes (1st Fix) | Points | Crew 1 - 1:2:2 | 16 | 1 | 1 | 1 | 1 | 16 | 1600 | 100 | 10 | 1000
11:Services | ELW | Wiring & DB installation (2nd Fix) | Points | Crew 1 - 1:2:2 | 16 | 1 | 1 | 1 | 1 | 16 | 1600 | 100 | 10 | 1000
11:Services | ELW | Fittings, lamps & CoC (Final Fix) | Points | Crew 1 - 1:2:2 | 16 | 1 | 1 | 1 | 1 | 16 | 1600 | 100 | 10 | 1000
11:Services | PLD | Sanitaryware fit-out (Toilets/Basins) | Points | Crew 1 - 1:2:2 | 16 | 1 | 1 | 1 | 1 | 16 | 1600 | 100 | 10 | 1000
11:Services | PLD | Water reticulation & commissioning | Points | Crew 1 - 1:2:2 | 16 | 1 | 1 | 1 | 1 | 16 | 1600 | 100 | 10 | 1000
12:External Works | EXT | External paving & kerbing | m2 | Crew 1 - 1:2:2 | 16 | 1 | 1 | 1 | 1 | 16 | 1600 | 100 | 10 | 1000
12:External Works | EXT | Fencing, gates & landscaping | m2 | Crew 1 - 1:2:2 | 16 | 1 | 1 | 1 | 1 | 16 | 1600 | 100 | 10 | 1000

## Labour Costs
|  | Crew Composition |  |  |  |  | Daily Rates
Crew Type | Crew Size | Skilled | Semi-Skilled | General | Daily Production | Crew Daily Cost | Skilled | Semi-Skilled | General
Crew 1 - 1:2:2 | 5 | 1 | 2 | 2 | 16 | 1600 | 480 | 320 | 240
Crew 2 - 1:2:3 | 5 | 1 | 2 | 2 | 16 | 1600 | 480 | 320 | 240
Crew 3 - 1:2:4 | 7 | 1 | 2 | 4 | 16 | 2080 | 480 | 320 | 240
Crew 4 - 1:1:2 | 4 | 1 | 1 | 2 | 16 | 1280 | 480 | 320 | 240
Crew 5 - 2:2:2 | 6 | 2 | 2 | 2 | 16 | 2080 | 480 | 320 | 240

## Plant Spec
Productivity Factors
Section | Trade Name | Specification | Unit | Plant Type 1 | Hours Plant 1 | Plant Type 2 | Hours Plant 2 | Plant 3 | Hours Plant 3 | Plant 4 | Hours Plant 4 | Daily Production | Operator | Site | Daily Output | Daily Cost | Rate/Unit | BoQ Quantity | Total Cost
1:Substructure | EAR | Site clearance & topsoil strip | m2 | Compactors | 1 | Bulldozers hire per hour | 1 | Tipper Trucks | 3 | Graders hire per hour | 1 | 30 | 1.1 | 0.9 | 29.7 | 1200 | 40.404 | 100 | 4040.404
1:Substructure | EAR | Bulk Excavations | m3 | Compactors | 1 | Bulldozers hire per hour | 1 | Tipper Trucks | 3 | Graders hire per hour | 1 | 30 | 1.1 | 0.9 | 29.7 | 1200 | 40.404 | 100 | 4040.404
1:Substructure | EAR | Trench Excavations | m3 | Compactors | 1 | Bulldozers hire per hour | 1 | Tipper Trucks | 3 | Graders hire per hour | 1 | 30 | 1.1 | 0.9 | 29.7 | 1200 | 40.404 | 100 | 4040.404
1:Substructure | EAR | Fill & Compaction | m3 | Compactors | 1 | Bulldozers hire per hour | 1 | Tipper Trucks | 3 | Graders hire per hour | 1 | 30 | 1.1 | 0.9 | 29.7 | 1200 | 40.404 | 100 | 4040.404
1:Substructure | EAR | Spoil removal (Cart-away) | m3 | Compactors | 1 | Bulldozers hire per hour | 1 | Tipper Trucks | 3 | Graders hire per hour | 1 | 30 | 1.1 | 0.9 | 29.7 | 1200 | 40.404 | 100 | 4040.404
1:Substructure | CFR | Blinding & mass concrete pours | m3 | Compactors | 1 | Bulldozers hire per hour | 1 | Tipper Trucks | 3 | Graders hire per hour | 1 | 30 | 1.1 | 0.9 | 29.7 | 1000 | 33.67 | 100 | 3367.0034
1:Substructure | CFR | Reinforced footings & bases casting | m3 | Compactors | 1 | Bulldozers hire per hour | 1 | Tipper Trucks | 3 | Graders hire per hour | 1 | 30 | 1.1 | 0.9 | 29.7 | 1000 | 33.67 | 100 | 3367.0034
2:Ground Floor Construction | CFR | Surface bed / ground slab pouring | m3 | Compactors | 1 | Bulldozers hire per hour | 1 | Tipper Trucks | 3 | Graders hire per hour | 1 | 30 | 1.1 | 0.9 | 29.7 | 1000 | 33.67 | 100 | 3367.0034

## Plant Costs
Plant and Equipment | Hourly Production | Hourly Rate
Equipment and Formwork Allowance | 16 | 350
Hire and Erect and Strip Scaffolding | 16 | 450
Props | 16 | 500
Scaffolding Planks - Strapped Ends | 16 | 1200
Form - Scaff Economy Frames | 16 | 450
Form - Scaff Economy Cross Braces | 16 | 350
Form - Scaff Economy Accessories | 16 | 400
Hired Formwork | 16 | 250
Plant Delivery Costs | 16 | 200
Breaking and Drilling Equipment | 16 | 200
Concrete Saws | 16 | 200
Concrete Pumping and Hoisting | 16 | 200
Concrete Mixers | 16 | 200
Concrete Vibrators | 16 | 200
Power floats | 16 | 200
Concrete Screed Beams | 16 | 200
Compactors | 16 | 200
Electric Compressors | 16 | 200
Diesel Compressors | 16 | 200
Diesel Compressor Accessories | 16 | 200
Electic Power Tools | 16 | 200
Generators and Welding Equipment | 16 | 200
Painting and Cleaning | 16 | 200
Tile Cutters | 16 | 200
Water pumps | 16 | 200
Lawn and Gardening Tools | 16 | 200
Miscellaneous Equipment | 16 | 200
General Excavation Machinery | 16 | 200
Cranes | 16 | 200
Tipper Trucks | 16 | 200
Fuel Costs | 16 | 200
Concrete Dumpers hire per day | 16 | 200
Bulldozers hire per hour | 16 | 200
Wheel Loaders hire per hour | 16 | 200
Excavators hire per hour | 16 | 200
Bachhoe Loaders (TLB's) hire per hour | 16 | 200
Graders hire per hour | 16 | 200
Trenchers hire per hour | 16 | 200
Crawler Loader /Traxcavotors hire per hour | 16 | 200
Wheel Tractor Scrapers hire per hour | 16 | 200
Rollers hire per hour | 16 | 200
Water Trucks hire per hour | 16 | 200
Tractors hire per hour | 16 | 200
Road Surfaceing Equipment hire per hour | 16 | 200
Concrete Buckets per day | 16 | 200

## Preliminaries Spec
Element | Trade Name | Preliminaries | Unit | Amount
Preliminaries | PRE-Preliminaries | Fixed-Contractual Requirements | Item
Preliminaries | PRE-Preliminaries | Fixed-Facilities Required | Item
Preliminaries | PRE-Preliminaries | Time-Contractual requirements | Item
Preliminaries | PRE-Preliminaries | Time-Facilities for Contractor | Item
Preliminaries | PRE-Preliminaries | Time-Small Tools & Accessories | Item
Preliminaries | PRE-Preliminaries | Time-Company and Head Office Overheads | Item
Preliminaries | PRE-Preliminaries | Time-Plant and Equipment | Item
Preliminaries | PRE-Preliminaries | Time-Site Personnel | Item

## Preliminaries Costs
FIXED PRELIMINARIES
Trade Code | Fixed Preliminaries | Items | Sum | Amount | Amount
PRE-Preliminaries | Fixed Contractual Requirements | Council Approval | 1 | 350 | 350
PRE-Preliminaries | Fixed Contractual Requirements | NHBRC Project Enrollment | 1 | 350 | 350
PRE-Preliminaries | Fixed Contractual Requirements | Health and Safety File | 1 | 350 | 350
PRE-Preliminaries | Fixed Contractual Requirements | Geotechnical Laboratory Test | 1 | 350 | 350
PRE-Preliminaries | Fixed Contractual Requirements | Geotechnical Site Test | 1 | 350 | 350
PRE-Preliminaries | Fixed Contractual Requirements | Retention | 1 | 350 | 350
PRE-Preliminaries | Fixed Contractual Requirements | General Insurance | 1 | 350 | 350
PRE-Preliminaries | Fixed Contractual Requirements | Public liability Insurance | 1 | 350 | 350
PRE-Preliminaries | Fixed Contractual Requirements | Professional liability Insurance | 1 | 350 | 350
PRE-Preliminaries | Fixed Contractual Requirements | Workman's Insurance | 1 | 350 | 350
PRE-Preliminaries | Fixed Contractual Requirements | Works Risk Insurance | 1 | 350 | 350
PRE-Preliminaries | Fixed Contractual Requirements | Inspection of Contract | 1 | 350 | 350
PRE-Preliminaries | Fixed Contractual Requirements | Inspection of Drawings | 1 | 350 | 350
PRE-Preliminaries | Fixed Contractual Requirements | Site Inspection | 1 | 350 | 350
PRE-Preliminaries | Fixed Contractual Requirements | Enclosure of Works | 1 | 350 | 350
PRE-Preliminaries | Fixed Contractual Requirements | Deposits | 1 | 350 | 350
PRE-Preliminaries | Fixed Contractual Requirements | Notices | 1 | 350 | 350
PRE-Preliminaries | Fixed Contractual Requirements | Construction Guarantee | 1 | 350 | 350
PRE-Preliminaries | Fixed Contractual Requirements | Escalation before Contract | 1 | 350 | 350
PRE-Preliminaries | Fixed - Facilities Required | Electricity Connection | 1 | 350 | 350
PRE-Preliminaries | Fixed - Facilities Required | Sewer Connection | 1 | 350 | 350
PRE-Preliminaries | Fixed - Facilities Required | Water Connection | 1 | 350 | 350
PRE-Preliminaries | Fixed - Facilities Required | Legal Advertising | 1 | 350 | 350
PRE-Preliminaries | Fixed - Facilities Required | Sign Boards | 1 | 350 | 350
PRE-Preliminaries | Fixed - Facilities Required | Temporary Buildings Delivery | 1 | 350 | 350
PRE-Preliminaries | Fixed - Facilities Required | Ablutions Delivery | 1 | 350 | 350
PRE-Preliminaries | Fixed - Facilities Required | Plan Copies | 1 | 350 | 350
PRE-Preliminaries | Fixed - Facilities Required | Cost of Tender | 1 | 350 | 350
TIME RELATED PRELIMINARIES
PRE-Preliminaries | Time - Contractual Requirements | Time - Contractual Requirements | Number/Month | Monthly rate | Months | Amount
|  | Attendance of Trades | 1 | 350 | 12 | 4200
|  | Attendance on Sub Contractors | 1 | 350 | 12 | 4200
|  | Contingencies | 1 | 350 | 12 | 4200
|  | Pavement Crossings and Parking Meters | 1 | 350 | 12 | 4200
|  | Shop Drawings and Specifications | 1 | 350 | 12 | 4200
|  | Prime Cost and Provisional Sums | 1 | 350 | 12 | 4200
|  | Price Variations | 1 | 350 | 12 | 4200
|  | Progress Payments | 1 | 350 | 12 | 4200
|  | Public Utilities | 1 | 350 | 12 | 4200
|  | Site Meetings | 1 | 350 | 12 | 4200
|  | Samples of Materials | 1 | 350 | 12 | 4200
|  | Workmanship Samples | 1 | 350 | 12 | 4200
|  | Prime Cost Items | 1 | 350 | 12 | 4200
|  | Post Contract Escalation | 1 | 350 | 12 | 4200
|  | Defects Liability Period | 1 | 350 | 12 | 4200
|  | Total |  |  |  | 63000
|  | Time - Facilities | Number/Month | Monthly Rate | Months | Amount
|  | Offices and storage sheds | 1 | 350 | 12 | 4200
|  | Workshops | 1 | 350 | 12 | 4200
|  | Laboratories | 1 | 350 | 12 | 4200
|  | Living accommodation | 1 | 350 | 12 | 4200
|  | Ablution and latrine facilities | 1 | 350 | 12 | 4200
|  | Tools and equipment | 1 | 350 | 12 | 4200
|  | Water supplies, electric power, communications, dealing with water, and access | 1 | 350 | 12 | 4200
|  | Plant | 1 | 350 | 12 | 4200
|  | Supervision for duration of construction | 1 | 350 | 12 | 4200
|  | Company and head office overhead costs for duration of the contract | 1 | 350 | 12 | 4200
|  | Safety Compliance | 1 | 350 | 12 | 4200
|  | Other time related obligations | 1 | 350 | 12 | 4200
|  | Community Liason Officer's Salary | 1 | 350 | 12 | 4200
|  | Security for the duration of the project | 1 | 350 | 12 | 4200
|  | Travelling to and from Site | 1 | 350 | 12 | 4200
|  | Lease on Vehicles | 1 | 350 | 12 | 4200
|  | Fuel for Vehicles | 1 | 350 | 12 | 4200
|  | Vehicle Insurance | 1 | 350 | 12 | 4200
|  | Vehicle Maintenance | 1 | 350 | 12 | 4200
|  | Waste Bins | 1 | 350 | 12 | 4200
|  | Removal of Material | 1 | 350 | 12 | 4200
|  | Cleaning of Works | 1 | 350 | 12 | 4200
|  | Cleaning Site Rubble | 1 | 350 | 12 | 4200
|  | Total |  |  |  | 96600
|  | Time - Small Tool Allowances | Number/Month | Monthly Rate | Months | Amount
|  | Protective Clothing Allowances | 1 | 350 | 12 | 4200
|  | Personal Protective Equipment | 1 | 350 | 12 | 4200
|  | Fall Protection | 1 | 350 | 12 | 4200
|  | Small Tool Allowances | 1 | 350 | 12 | 4200
|  | Digging Spade | 1 | 350 | 12 | 4200
|  | Shovels | 1 | 350 | 12 | 4200
|  | Picks | 1 | 350 | 12 | 4200
|  | Straight CrowBars | 1 | 350 | 12 | 4200
|  | Wrecking Bars | 1 | 350 | 12 | 4200
|  | Wheel Barrows | 1 | 350 | 12 | 4200
|  | Buckets | 1 | 350 | 12 | 4200
|  | Hose Pipes | 1 | 350 | 12 | 4200
|  | Folding Trestles | 1 | 350 | 12 | 4200
|  | Cutting Disks | 1 | 350 | 12 | 4200
|  | Hammers | 1 | 350 | 12 | 4200
|  | Bolsters and Chisels | 1 | 350 | 12 | 4200
|  | Trowels | 1 | 350 | 12 | 4200
|  | Joiners | 1 | 350 | 12 | 4200
|  | Painting Tools | 1 | 350 | 12 | 4200
|  | Pliers | 1 | 350 | 12 | 4200
|  | Pipe Wrenches | 1 | 350 | 12 | 4200
|  | Bolt Cutters | 1 | 350 | 12 | 4200
|  | Files | 1 | 350 | 12 | 4200
|  | Rakes and Brooms | 1 | 350 | 12 | 4200
|  | Step Ladders | 1 | 350 | 12 | 4200
|  | Extension Ladders | 1 | 350 | 12 | 4200
|  | Total |  |  |  | 109200
|  | Time - Plant and Equipment | Number/Month | Monthly Rate | Months | Amount
|  | Equipment and Formwork Allowance | 1 | 350 | 12 | 4200
|  | Hire and Erect and Strip Scaffolding | 1 | 350 | 12 | 4200
|  | Props | 1 | 350 | 12 | 4200
|  | Scaffolding Planks - Strapped Ends | 1 | 350 | 12 | 4200
|  | Form - Scaff Economy Frames | 1 | 350 | 12 | 4200
|  | Form - Scaff Economy Cross Braces | 1 | 350 | 12 | 4200
|  | Form - Scaff Economy Accessories | 1 | 350 | 12 | 4200
|  | Hired Formwork | 1 | 350 | 12 | 4200
|  | Plant Delivery Costs | 1 | 350 | 12 | 4200
|  | Breaking and Drilling Equipment | 1 | 350 | 12 | 4200
|  | Concrete Saws | 1 | 350 | 12 | 4200
|  | Concrete Pumping and Hoisting | 1 | 350 | 12 | 4200
|  | Concrete Mixers | 1 | 350 | 12 | 4200
|  | Concrete Vibrators | 1 | 350 | 12 | 4200
|  | Power floats | 1 | 350 | 12 | 4200
|  | Concrete Screed Beams | 1 | 350 | 12 | 4200
|  | Compactors | 1 | 350 | 12 | 4200
|  | Electric Compressors | 1 | 350 | 12 | 4200
|  | Diesel Compressors | 1 | 350 | 12 | 4200
|  | Diesel Compressor Accessories | 1 | 350 | 12 | 4200
|  | Electic Power Tools | 1 | 350 | 12 | 4200
|  | Generators and Welding Equipment | 1 | 350 | 12 | 4200
|  | Painting and Cleaning | 1 | 350 | 12 | 4200
|  | Tile Cutters | 1 | 350 | 12 | 4200
|  | Water pumps | 1 | 350 | 12 | 4200
|  | Lawn and Gardening Tools | 1 | 350 | 12 | 4200
|  | Miscellaneous Equipment | 1 | 350 | 12 | 4200
|  | General Excavation Machinery | 1 | 350 | 12 | 4200
|  | Cranes | 1 | 350 | 12 | 4200
|  | Tipper Trucks | 1 | 350 | 12 | 4200
|  | Fuel Costs | 1 | 350 | 12 | 4200
|  | Concrete Dumpers hire per day | 1 | 350 | 12 | 4200
|  | Bulldozers hire per hour | 1 | 350 | 12 | 4200
|  | Wheel Loaders hire per hour | 1 | 350 | 12 | 4200
|  | Excavators hire per hour | 1 | 350 | 12 | 4200
|  | Bachhoe Loaders (TLB's) hire per hour | 1 | 350 | 12 | 4200
|  | Graders hire per hour | 1 | 350 | 12 | 4200
|  | Trenchers hire per hour | 1 | 350 | 12 | 4200
|  | Crawler Loader /Traxcavotors hire per hour | 1 | 350 | 12 | 4200
|  | Wheel Tractor Scrapers hire per hour | 1 | 350 | 12 | 4200
|  | Rollers hire per hour | 1 | 350 | 12 | 4200
|  | Water Trucks hire per hour | 1 | 350 | 12 | 4200
|  | Tractors hire per hour | 1 | 350 | 12 | 4200
|  | Road Surfaceing Equipment hire per hour | 1 | 350 | 12 | 4200
|  | Concrete Buckets per day | 1 | 350 | 12 | 4200
|  | Total |  |  |  | 189000
|  | Time - Company & Head Office Overheads | Number/Month | Monthly rate | Months | Amount
|  | General Costs | 1 | 350 | 12 | 4200
|  | Financial Expenses | 1 | 350 | 12 | 4200
|  | Supervision Costs | 1 | 350 | 12 | 4200
|  | Administration Costs | 1 | 350 | 12 | 4200
|  | Head Office Transport Expenses | 1 | 350 | 12 | 4200
|  | Total |  |  |  | 21000
|  | Time - Site Personnel | Number/Month | Monthly Rate | Months | Amount
|  | Sales Agents | 1 | 350 | 12 | 4200
|  | Architect | 1 | 350 | 12 | 4200
|  | Structural Engineers Fees | 1 | 350 | 12 | 4200
|  | Health and Safety Representative | 1 | 350 | 12 | 4200
|  | Land Surveyor | 1 | 350 | 12 | 4200
|  | Project Manager | 1 | 350 | 12 | 4200
|  | Quantity Surveyors | 1 | 350 | 12 | 4200
|  | Labourer | 1 | 350 | 12 | 4200
|  | Bricklayer | 1 | 350 | 12 | 4200
|  | Pavior | 1 | 350 | 12 | 4200
|  | Plasterer | 1 | 350 | 12 | 4200
|  | Shuttering Specialist | 1 | 350 | 12 | 4200
|  | Steel fixer | 1 | 350 | 12 | 4200
|  | Concreter | 1 | 350 | 12 | 4200
|  | Metalworker | 1 | 350 | 12 | 4200
|  | Roofing Carpenter | 1 | 350 | 12 | 4200
|  | Waterproofing Specialist | 1 | 350 | 12 | 4200
|  | Glazier | 1 | 350 | 12 | 4200
|  | Ceiling Carpenter | 1 | 350 | 12 | 4200
|  | Plumber | 1 | 350 | 12 | 4200
|  | Electrician | 1 | 350 | 12 | 4200
|  | Drywaller | 1 | 350 | 12 | 4200
|  | Tiler | 1 | 350 | 12 | 4200
|  | Finishing Carpenter | 1 | 350 | 12 | 4200
|  | Floor/Carpet Layer | 1 | 350 | 12 | 4200
|  | Painter | 1 | 350 | 12 | 4200
|  | Driver/Machine Operator | 1 | 350 | 12 | 4200
|  | Total |  |  |  | 113400